## Marsa Total
Bill of Materials
S. No. | Detailed description Required | Unit | Marsa Total_Oman (Tracker) | Remarks | Engg Comments
A | Land development works |  | Castegnero
1.1 | Geotechnical Study for plant | No | 1
1.2 | Geotechnical Study for access roads | No | 1
1.3a | Topographical Surveying, Soil report Investigation for plant | No | 1
1.3b | Survey and marking of underground services by GPR survay and EM pipe locator | No | 1 | As Per Clause 3.7.1 Annexure 1.1 Technical Requirement re02
1.4 | Topographical Surveying, access road for plant (highway to plant) | No | 1
1.5 | Corrosion Study Above Ground & Below Ground | No | 1
1.6 | Confirmation of Design wind from Accredited National Institute | No | 1 | As Per Clause 3.7.1 Annexure 1.1 Technical Requirement re02
1.7 | Hydrological study if required | No | 1
1.8 | POT | No | 1
1.9 | Any other studies required as per Tender requirement | No | 1
a | landscaping plan | No | -
b | pest, animal,weed and plant management plan | No | -
c | construction and environmental management plan | No | -
d | traffic management plan | No | -
e | emergency and fire management plan | No | 1
e1 | Survey of existing Access road for its repair work | No | -
f | Dilapidation survey | No | -
g | weed management plan | No | -
h | Noise Survey | No | -
i | Testing of drainage systems, including manholes, shall be carried out in accordance with NBN EN 1610 or equivalent | No | -
j | Fire Water Containment System | No | -
1.1 | After the land grading, Additional surveyor is required to get accurate coordinates with Pile Z elevations & TOS for each pile to prepare pile work book. | No | -
1.11 | Variable energy dynamic penetrometer testing PANDA-2 (HANA reference) | No | -
1.12 | Plant Boundary and constraint area survey study | No | -
1.13 | Complete reseeding for cable trenches | Sqm | -
1.14 | Grass reseeding of Inverter PADs | Sqm | -
1.15 | Weed/ grass & Vegitation Height Control | Lot | -
1.16 | Reinstatement of backfilled area (Grass reseeding) | Ha
2 | Site levelling and Grading
i | Clearing and grubbing of land including uprooting rank vegetation, grass, bushes, shrubs, saplings and trees girth up to 300 mm including all labour and surface tracing, material and disposal of excavated soil upto a lead of X km as per specification and direction of engineer incharge. Cutting of trees above 300mm girth is covered in next time. (Need to insert a detailed item description for the scope of works) | HA | 511
ii | Top soil removal in PV area(stripping of top soil) 200mm Thick Removed top Soil to be stockpiled and later to be spread for landscaping as per site engineer in-charge. | Ha | -
iii | Salvaging and relocating aboriginal heritage items located within development footprint. | Ha | -
iv | Existing Mound of excavated soil (Stock piling) | Cum | -
3 | Tree Removal
Option -1 | Cutting of trees & removal of stumps and roots of girth above 300mm and backfilling root pits with selected excavated material in layers of 300mm to achieve compaction of 98%, as directed by the Engineer-in-charge. Reinstate the ground to original condition and disposal of unsuitable material to approved location. Scope is also inclusive of all statutory permissions and approvals associated with the work as per technical specifications | Nos | -
Cutting of dead trees & removal of stumps and roots of girth above 300mm and backfilling root pits with selected excavated material in layers of 300mm to achieve compaction of 98%, as directed by the Engineer-in-charge. Reinstate the ground to original condition and disposal of unsuitable material to approved location. Scope is also inclusive of all statutory permissions and approvals associated with the work as per technical specifications
| (ii) Girth above 600 mm upto 900mm | Nos
| (iii) Girth above 900 mm upto 1800mm | Nos
| (iv)Girth above 1800mm | Nos
Option -2 | Cutting of trees & removal of stumps and roots of girth above 300mm and backfilling root pits with selected excavated material with required compacton, reinstate the ground to original condition and disposal of unsuitable material to approved location. Scope is also inclusive of all statutory permissions and approvals associated with the work as per technical specifications | HA | -
4 | Excavation
Including lifting and disposal of all cut material including necessary stacking of suitable material with all lifts and leads with all equipment and materials including all complete as per specification, drawings and instructions of the Engineer in charge in all types of ordinary and hard soil.
4.1 | Type A
a | Excavate in softl/ normal soil, including trimming and preparation of excavated surfaces to receive permanent works. | Cum | -
b | Carting away disposed off material to a lead of X km including loading into the tipper/dumper/truck and disposing off as per engineers requirement. | Cum | -
c | Incremental rate for every Km or part thereof over item above for leading cut spoils beyond 1 km including loading into the tipper/dumper/truck and disposing off as per engineers requirement. | cum km | -
4.2 (i) | Type B
a | Excavate in Hard soil/soft rock, including trimming and preparation of excavated surfaces to receive permanent works. | Cum | 67710 | Considering +/- 100mm tolerance (As per OAL received by 23.06.2026_R3 with 1P87 & 1P58 SAT) (Construction tolerance not considered)
b | Carting away disposed off material to a lead of X km including loading into the tipper/dumper/truck and disposing off as per engineers requirement. | Cum | 33855
c | Excavated Area | Ha | -
d | Filling Area | Ha | -
e | Incremental rate for every Km or part thereof over item above for leading cut spoils beyond 1 km including loading into the tipper/dumper/truck and disposing off as per engineers requirement. | Cum/km | -
4.2 (ii) | Type B
a | Excavate in Hard soil/soft rock, including trimming and preparation of excavated surfaces to receive permanent works. (For Switchyard Area) | Cum | 5930 | For Switchyard Area (Including Switchgear)
b | Carting away disposed off material to a lead of X km including loading into the tipper/dumper/truck and disposing off as per engineers requirement. | Cum | 2965
c | Excavated Area | Ha | -
d | Filling Area | Ha | -
e | Incremental rate for every Km or part thereof over item above for leading cut spoils beyond 1 km including loading into the tipper/dumper/truck and disposing off as per engineers requirement. | Cum/km | -
4.3 | Type C
a | Excavate in Hard Rock with rock breaker including trimming and preparation of excavated surfaces to receive permanent works. | Cum | -
b | Carting away disposed off material to a lead of X km including loading into the tipper/dumper/truck and disposing off as per engineers requirement. | Cum | -
c | Incremental rate for every Km or part thereof over item above for leading cut spoils beyond X km including loading into the tipper/dumper/truck and disposing off as per engineers requirement. | cum km | -
4.4 | Carting away unused material like trash, debris etc. to be disposed off at suitable identified location (say X km from project site) | Cum/km | -
5(i) | Back Filling (PV Area)
i | Back Filling with selected excavated material, loading, transporting, depositing in loose layers each of 200 mm thickness, after removing/breaking clods etc. watering to optimum moisture content and compacting using mechanical means such as vibratory roller etc., each layer to 90% of maximum dry density (Modified proctor density) etc. (For Hard Soil/Soft Rock) | Cum | 36820 | Considering +/- 100mm tolerance (As per OAL received by 23.06.2026_R3 with 1P87 & 1P58 SAT) (Construction tolerance not considered)
ii | Back Filling with selected excavated material, loading, transporting, depositing in loose layers each of 200 mm thickness, after removing/breaking clods etc. watering to optimum moisture content and compacting using mechanical means such as vibratory roller etc., each layer to 90% of maximum dry density (Modified proctor density) etc. (For normal/soft soil) |  | -
iii | Back Filling (300mm) with Imported engineered fill material from borrow area suitable identified, excavating, loading, transporting, depositing in compacted layers each of 150 mm thickness, after removing/breaking clods etc. watering to optimum moisture content and compacting using mechanical means such as vibratory roller etc., each layer to 90% of maximum dry density (Modified proctor density) with 4 day soaked CBR >25 etc. | Cum | 16330
5(ii) | Back Filling (Switchyard Area)
i | Back Filling with selected excavated material, loading, transporting, depositing in loose layers each of 200 mm thickness, after removing/breaking clods etc. watering to optimum moisture content and compacting using mechanical means such as vibratory roller etc., each layer to 98% of maximum dry density (Modified proctor density) etc. (For Hard/Soft Rock) | Cum
ii | Back Filling with selected excavated material, loading, transporting, depositing in loose layers each of 200 mm thickness, after removing/breaking clods etc. watering to optimum moisture content and compacting using mechanical means such as vibratory roller etc., each layer to 98% of maximum dry density (Modified proctor density) etc. (For normal/soft soil)
iii | Back Filling with Imported engineered fill material from borrow area suitable identified, excavating, loading, transporting, depositing in compacted layers each of 150 mm thickness, after removing/breaking clods etc. watering to optimum moisture content and compacting using mechanical means such as vibratory roller etc., each layer to 95% of maximum dry density (Modified proctor density) with 4 day soaked CBR > 25 etc. | Cum | 15043 | For Switchyard Area
6 | Landscaping (Normal Grass/green area) Please mention the type and no of trees for vegetative screening along with the area coverage of the same. Please highlight if the maintenance of the same is required. | sqm | -
6.1 | Rural fencing required for landscape screening | MTR
7 | Mowing of the Grass/vegetation/land to a particular height in proper form with Mower/ suitable machinery(including either spreading or dispoasal of collected material) as per suitable methodology and specifications as per local standards | Hectare
8 | Mulching of trees with a mulcher or any suitable methology including all necessary machines, labour in all respect for completion of the activity. | Lot
OPTION-1 | Spreading of mulching material, at the site location, obtained from tree cutting and laying levelling with a proper methodology.
OPTION 2 | Disposal of the mulching material at designated area as per law. (Landfill area designated nearby site). Please mention the lead being considered
9 | Erosion Control | no |  | Erosion and sedimentation controls should be designed by approved Certified Professional in Erosion and Sediment Control (CPESC) engineer based on local regulations and construction requirement.
i | Temporary - Seeding of the entire land based on the available and approved seed mix of suitable quality (please mention the same in your offer). The scope shall include cultivate of area till required depth as mentioned in the document. This should be permanent seeding | Hectare
| Please mention the type of seed mix and metholodogy |  | -
ii | Permanent - Seeding of the entire land based on the available and approved seed mix of suitable quality (please mention the same in your offer). The scope shall include cultivate of area till required depth as mentioned in the document. This should be permanent seeding | Hectare
| Please mention the type of seed mix and metholodogy |  | -
iii | Silt Fence | MTR | -
iv | Filter Socks | Nos | -
v | Rock Check Dam | Nos | -
vi | Wattles | MTR | -
vii | Seminentation Ponds (Please mention the size) | Nos | -
viii | Biodegradable logs | MTR | -
ix | Please insert the suitable item |  | -
10 | Dismentalling of existing structres
i | Removal of Miscellaneous Debris, man-made structures, obstructions, etc. | Nos | -
ii | Removal of fence | Mtr | -
iii | Closure of wells |  | -
iv | Any other items dismentalling as per RFP |  | -
A | Subtotal - Land development works |  | -
B | Road & Culverts works
1 | Compacted Gravel Road
1a | Internal Roads 4.5 m wide including shoulder compacted gravel road (road tickness = 300mm) | Mtr | 9328
a | Excavation for Road way in all kind of soil to required level, grades, and dressing complete as per specification, drawing and direction of engineer in charge in both dry and wet conditions including shoring where ever necessary and pumping/ bailing out subsoil/ rain water, slush removal etc and disposing of the excavated materials, equipment,machinary, labour complete and dispose the s same in a location agreed in advance with the Employer. (For Road Preparation) | Cum | 25410.05
bi | Back Filling with imported material having CBR > 25 for preparation of subgrade, loading, transporting, depositing in loose layers each of 200 mm thickness, after removing/breaking clods etc. watering to optimum moisture content and compacting using mechanical means such as vibratory roller etc.,with mimimum 4 no. roller passes, each layer to 98% of maximum dry density (Modified proctor density) | Cum | 18482.6
bii | Back Filling with imported G7/G8 material for side slope fill layer for preparation of subgrade, loading, transporting, depositing in loose layers each of 150 mm thickness, after removing/breaking clods etc. watering to optimum moisture content and compacting using mechanical means such as vibratory roller etc.,with mimimum 4 no. roller passes, each layer to 98% of maximum dry density (Modified proctor density) | Cum | -
biii | Carting away disposed off material to a lead of X km including loading into the tipper/dumper/truck and disposing off as per engineers requirement. | Cum | 25410.05
c | Preparation of subgrade by Compaction of earth at optimum moisture content using 8-10 ton vibro roller with minimum 6 passes to achieve 98% of standard proctors MDD. | sqm | 46183
d | Supply and laying of a suitable type of Geotextile layer of thickness around 180 gr/mp minimum complete in all respects and as per local standards and as directed by Engineer incharge.(Please mention the type of Geotextile being proposed) | sqm | -
e | Construction of granular sub-base by providing graded material, spreading in uniform layers with motor grader on prepared surface, mixing by mix in place method with rotavator at OMC if required, and compacting with vibratory roller to achieve the desired density as per local standard Specifications standard and direction of Engineer Incharge Stone foundation( 40 -63 mm thickness)-150mm thick | Cum | 6296.4
f | Construction of gravel base/wearing coarse by providing graded material, spreading in uniform layers with motor grader on prepared surface, mixing by mix in place method with rotavator at OMC if required, and compacting with vibratory roller to achieve the desired density as per local standard Specifications standard and direction of Engineer Incharge Upper layer stone (as per local practice)-150mm thick | Cum | 6296.4
g | Construction of Gravel compacted shoulder by providing the excavated material obtained from the site nearby and spreading in uniform layers with motor grader on prepared surface and compacting with vibratory roller to achieve the desired density as per local standard and direction of Engineer Incharge and as per drawing | Cum
h | Construction of Earthern compacted shoulder by providing the excavated material obtained from the site nearby and spreading in uniform layers with motor grader on prepared surface and compacting with vibratory roller to achieve the desired density as per local standard and direction of Engineer Incharge and as per drawing | Cum | -
k | Construction of asphalt wearing course works (40mm) over prepared surface as per local standard Specifications and direction of Engineer Incharge | sqm | -
k1 | Concrete curb with drain hole provision along the road (both side) . 250mm length & 300mm height of each concrete curb. | Nos | -
i | Road Signages - Supply and installation of road signages for speed and other traffic regulations as per local standards and as directed by Engineer in charge | Nos | 19 | Considered at every 500m
j | CBR Testing (during construction) | Nos | 19 | Considered at every 500m
1b | Internal Periphery Roads 4.5 m wide including shoulder compacted gravel road (road tickness = 300mm) | Mtr | 9826
a | Excavation for Road way in all kind of soil to required level, grades, and dressing complete as per specification, drawing and direction of engineer in charge in both dry and wet conditions including shoring where ever necessary and pumping/ bailing out subsoil/ rain water, slush removal etc and disposing of the excavated materials, equipment,machinary, labour complete and dispose the s same in a location agreed in advance with the Employer. (For Road Preparation) | Cum | 28807.05
bi | Back Filling with imported material having CBR > 25 for preparation of subgrade, loading, transporting, depositing in loose layers each of 200 mm thickness, after removing/breaking clods etc. watering to optimum moisture content and compacting using mechanical means such as vibratory roller etc.,with mimimum 4 no. roller passes, each layer to 98% of maximum dry density (Modified proctor density) | Cum | 21312.3
bii | Back Filling with imported G7/G8 material for side slope fill layer for preparation of subgrade, loading, transporting, depositing in loose layers each of 150 mm thickness, after removing/breaking clods etc. watering to optimum moisture content and compacting using mechanical means such as vibratory roller etc.,with mimimum 4 no. roller passes, each layer to 98% of maximum dry density (Modified proctor density) | Cum | -
biii | Carting away disposed off material to a lead of X km including loading into the tipper/dumper/truck and disposing off as per engineers requirement. | Cum | 28807.05
c | Preparation of subgrade by Compaction of earth at optimum moisture content using 8-10 ton vibro roller with minimum 6 passes to achieve 98% of standard proctors MDD. | sqm | 49965
d | Supply and laying of a suitable type of Geotextile layer of thickness around 180 gr/mp minimum complete in all respects and as per local standards and as directed by Engineer incharge.(Please mention the type of Geotextile being proposed) | sqm | -
e | Construction of granular sub-base by providing graded material, spreading in uniform layers with motor grader on prepared surface, mixing by mix in place method with rotavator at OMC if required, and compacting with vibratory roller to achieve the desired density as per local standard Specifications standard and direction of Engineer Incharge Stone foundation( 40 -63 mm thickness)-150mm thick | Cum | 6632.55
f | Construction of gravel base/wearing coarse by providing graded material, spreading in uniform layers with motor grader on prepared surface, mixing by mix in place method with rotavator at OMC if required, and compacting with vibratory roller to achieve the desired density as per local standard Specifications standard and direction of Engineer Incharge Upper layer stone (as per local practice)-150mm thick | Cum | 6632.55
g | Construction of Gravel compacted shoulder by providing the excavated material obtained from the site nearby and spreading in uniform layers with motor grader on prepared surface and compacting with vibratory roller to achieve the desired density as per local standard and direction of Engineer Incharge and as per drawing | Cum
h | Construction of Earthern compacted shoulder by providing the excavated material obtained from the site nearby and spreading in uniform layers with motor grader on prepared surface and compacting with vibratory roller to achieve the desired density as per local standard and direction of Engineer Incharge and as per drawing | Cum | -
k | Construction of asphalt wearing course works (40mm) over prepared surface as per local standard Specifications and direction of Engineer Incharge | sqm | -
k1 | Concrete curb with drain hole provision along the road (both side) . 250mm length & 300mm height of each concrete curb. | Nos | -
i | Road Signages - Supply and installation of road signages for speed and other traffic regulations as per local standards and as directed by Engineer in charge | Nos | 20 | Considered at every 500m
j | CBR Testing (during construction) | Nos | 20 | Considered at every 500m
1b | Internal Roads (for switchyard area) 7.0m wide including 0.5m wide shoulder each side compacted gravel road (road tickness = 300mm) | Mtr | 61 | Switchyard
a | Excavation for Road way in all kind of soil to required level, grades, and dressing complete as per specification, drawing and direction of engineer in charge in both dry and wet conditions including shoring where ever necessary and pumping/ bailing out subsoil/ rain water, slush removal etc and disposing of the excavated materials, equipment,machinary, labour complete and dispose the s same in a location agreed in advance with the Employer. (For Road Preparation) | Cum | 293
bi | Back Filling with imported rock fill layer (dump rock) 400mm thick material for preparation of subgrade, loading, transporting, depositing in loose layers each of 200 mm thickness, after removing/breaking clods etc. watering to optimum moisture content and compacting using mechanical means such as vibratory roller etc.,with mimimum 4 no. roller passes, each layer to 98% of maximum dry density (Modified proctor density) | Cum | -
bii | Back Filling with imported material having CBR > 25 for preparation of subgrade, loading, transporting, depositing in loose layers each of 200 mm thickness, after removing/breaking clods etc. watering to optimum moisture content and compacting using mechanical means such as vibratory roller etc.,with mimimum 4 no. roller passes, each layer to 98% of maximum dry density (Modified proctor density) | Cum | 220
c | Preparation of subgrade by Compaction of earth at optimum moisture content using 8-10 ton vibro roller with minimum 6 passes to achieve 98% of standard proctors MDD. | sqm | 488
d | Supply and laying of a suitable type of Geotextile layer of thickness around 180 gr/mp minimum complete in all respects and as per local standards and as directed by Engineer incharge.(Please mention the type of Geotextile being proposed) | sqm | -
e | Construction of granular sub-base by providing graded material, spreading in uniform layers with motor grader on prepared surface, mixing by mix in place method with rotavator at OMC if required, and compacting with vibratory roller to achieve the desired density as per local standard Specifications standard and direction of Engineer Incharge Stone foundation( 40 -63 mm thickness)-150mm thick | Cum | 65
f | Construction of gravel base/wearing coarse by providing graded material, spreading in uniform layers with motor grader on prepared surface, mixing by mix in place method with rotavator at OMC if required, and compacting with vibratory roller to achieve the desired density as per local standard Specifications standard and direction of Engineer Incharge Upper layer stone (as per local practice)-150mm thick | Cum | 65
g | Construction of Gravel compacted shoulder by providing the excavated material obtained from the site nearby and spreading in uniform layers with motor grader on prepared surface and compacting with vibratory roller to achieve the desired density as per local standard and direction of Engineer Incharge and as per drawing | Cum
h | Construction of Earthern compacted shoulder by providing the excavated material obtained from the site nearby and spreading in uniform layers with motor grader on prepared surface and compacting with vibratory roller to achieve the desired density as per local standard and direction of Engineer Incharge and as per drawing | Cum | -
k | Construction of asphalt wearing course works (40mm) over prepared surface as per local standard Specifications and direction of Engineer Incharge | sqm | -
k1 | Concrete curb with drain hole provision along the road (both side) . 250mm length & 300mm height of each concrete curb. | Nos | -
i | Road Signages - Supply and installation of road signages for speed and other traffic regulations as per local standards and as directed by Engineer in charge | Nos | 2
j | CBR Testing (during construction) | Nos | 2
2 | Double Coat bituminous Sealed Road
1 | Internal (Primary) Roads 3m wide | Mtr | -
a | Excavation for Road way in all kind of soil to required level, grades, and dressing complete as per specification, drawing and direction of engineer in charge in both dry and wet conditions including shoring where ever necessary and pumping/ bailing out subsoil/ rain water, slush removal etc and disposing of the excavated materials, equipment,machinary, labour complete and dispose the s same in a location agreed in advance with the Employer. | Cum | -
bi | Back Filling with selected excavated material for preparation of subgrade, loading, transporting, depositing in loose layers each of 200 mm thickness, after removing/breaking clods etc. watering to optimum moisture content and compacting using mechanical means such as vibratory roller etc., each layer to 98% of maximum dry density (Modified proctor density) etc. | Cum
bii | Back Filling with imported material for preparation of subgrade, loading, transporting, depositing in loose layers each of 200 mm thickness, after removing/breaking clods etc. watering to optimum moisture content and compacting using mechanical means such as vibratory roller etc., each layer to 98% of maximum dry density (Modified proctor density) etc. | Cum
ci | Preparation of subgrade by Compaction of earth at optimum moisture content using 8-10 ton vibro roller with minimum 6 passes to achieve 98% of standard proctors MDD. | sqm | -
cii | Cleaning and preparation of surface area | sqm | -
cii | Surface area for bituminous road | sqm | -
d | Supply and laying of a suitable type of Geotextile layer of thickness around 180 gr/mp minimum complete in all respects and as per local standards and as directed by Engineer incharge.(Please mention the type of Geotextile being proposed) | sqm
e | Construction of granular base by providing graded material, spreading in uniform layers with motor grader on prepared surface, mixing by mix in place method with rotavator at OMC if required, and compacting with vibratory roller to achieve the desired density as per local standard Specifications standard and direction of Engineer Incharge Stone foundation( 40 -63 mm thickness)-200mm thick | Cum
f | Construction of granular sub-base by providing graded material, spreading in uniform layers with motor grader on prepared surface, mixing by mix in place method with rotavator at OMC if required, and compacting with vibratory roller to achieve the desired density as per local standard Specifications standard and direction of Engineer Incharge Upper layer stone (0-63mm thick)-200mm thick | Cum
g | Construction of Gravel compacted shoulder by providing the excavated material obtained from the site nearby and spreading in uniform layers with motor grader on prepared surface and compacting with vibratory roller to achieve the desired density as per local standard and direction of Engineer Incharge and as per drawing | Cum
h | Construction of Earthern compacted shoulder by providing the excavated material obtained from the site nearby and spreading in uniform layers with motor grader on prepared surface and compacting with vibratory roller to achieve the desired density as per local standard and direction of Engineer Incharge and as per drawing | Cum | -
i | Road Signages - Supply and installation of road signages for speed and other traffic regulations as per local standards and as directed by Engineer in charge | LOT | - | Assumed 1 Road sign 500 RM.
j | CBR Testing | Nos | - | Assumed 1 CBR test 500 RM.
2 | Access Road
2.1 | Access Road 10 m wide (3.5 m for each lane and 1.5 m for the verge at each side) from Main existing highway to Main Gate
i | Compacted Gravel Road | Mtr | -
a | Excavation for Road way in all kind of soil to required level, grades, and dressing complete as per specification, drawing and direction of engineer in charge in both dry and wet conditions including shoring where ever necessary and pumping/ bailing out subsoil/ rain water, slush removal etc and disposing of the excavated materials, equipment,machinary, labour complete and dispose the s same in a location agreed in advance with the Employer. | Cum | -
bi | Back Filling with selected excavated material for preparation of subgrade, loading, transporting, depositing in loose layers each of 200 mm thickness, after removing/breaking clods etc. watering to optimum moisture content and compacting using mechanical means such as vibratory roller etc., each layer to 95% of maximum dry density (Modified proctor density) etc. | Cum | -
bii | Back Filling with imported material for preparation of subgrade, loading, transporting, depositing in loose layers each of 200 mm thickness, after removing/breaking clods etc. watering to optimum moisture content and compacting using mechanical means such as vibratory roller etc., each layer to 95% of maximum dry density (Modified proctor density) etc. | Cum
c | Preparation of subgrade by Compaction of earth at optimum moisture content using 8-10 ton vibro roller with minimum 6 passes to achieve 98% of standard proctors MDD. | sqm | -
d | Supply and laying of a suitable type of Geotextile layer of thickness around 3mm complete in all respects and as per local standards and as directed by Engineer incharge.(Please mention the type of Geotextile being proposed) | sqm | -
e | Construction of granular sub-base by providing graded material, spreading in uniform layers with motor grader on prepared surface, mixing by mix in place method with rotavator at OMC if required, and compacting with vibratory roller to achieve the desired density as per local standard Specifications standard and direction of Engineer Incharge | Cum | -
f | Construction of granular base by providing graded material as per Gradation mentioned local standard Specifications, spreading in uniform layers with motor grader on prepared surface, mixing by mix in place method with rotavator at OMC if required, and compacting with vibratory roller to achieve the desired density as per local standard Specifications and direction of Engineer Incharge | Cum | -
g | Construction of Gravel compacted shoulder by providing the excavated material obtained from the site nearby and spreading in uniform layers with motor grader on prepared surface and compacting with vibratory roller to achieve the desired density as per local standard and direction of Engineer Incharge and as per drawing | Cum | -
h | Construction of Earthern compacted shoulder by providing the excavated material obtained from the site nearby and spreading in uniform layers with motor grader on prepared surface and compacting with vibratory roller to achieve the desired density as per local standard and direction of Engineer Incharge and as per drawing | Cum | -
i | Road Signages - Supply and installation of road signages for speed and other traffic regulations as per local standards and as directed by Engineer in charge | Nos | -
j | CBR Testing (during construction) | Nos | -
ii | Bitumen Road | Mtr | 2183.5
a | Excavation for road way including for shoulders by mechanical means including cutting, trimming bottom and side slopes in accordance with requirements of lines, grades and cross sections,and disposal of excavated earth upto 500m including preparation of excavated surfaces to receive permanent works. | Cum | 14411.1
bi | Back Filling with selected excavated material for preparation of subgrade, loading, transporting, depositing in loose layers each of 200 mm thickness, after removing/breaking clods etc. watering to optimum moisture content and compacting using mechanical means such as vibratory roller etc., each layer to 95% of maximum dry density (Modified proctor density) etc. | Cum | -
bii | Back Filling with imported material having CBR > 25 for preparation of subgrade, loading, transporting, depositing in loose layers each of 200 mm thickness, after removing/breaking clods etc. watering to optimum moisture content and compacting using mechanical means such as vibratory roller etc.,with mimimum 4 no. roller passes, each layer to 98% of maximum dry density (Modified proctor density) | Cum | 14411.1
biii | Carting away disposed off material to a lead of X km including loading into the tipper/dumper/truck and disposing off as per engineers requirement. | Cum | 14411.1
c | Preparation of subgrade by Compaction of earth at optimum moisture content using 8-10 ton vibro roller with minimum 6 passes to achieve 98% of standard proctors MDD. | sqm | 24018.5
d | Construction of granular sub-base by providing graded material, spreading in uniform layers with motor grader on prepared surface, mixing by mix in place method with rotavator at OMC if required, and compacting with vibratory roller to achieve the desired density as per local standard Specifications standard and direction of Engineer Incharge (150mm thick) | Cum | 3275.25
e | Construction of granular base by providing graded material as per Gradation mentioned local standard Specifications, spreading in uniform layers with motor grader on prepared surface, mixing by mix in place method with rotavator at OMC if required, and compacting with vibratory roller to achieve the desired density as per local standard Specifications and direction of Engineer Incharge (150mm thick) | Cum | 3275.25
f | Providing and applying primer coat with bitumen emulsion on prepared surface of granular Base including clearing of road surface and spraying primer as per local standard Specifications standard | Sqm | -
g | Construction of Bituminous base course (75 mm) by providing graded material with bitumen as per Gradation mentioned local standard Specifications, spreading in uniform layers with motor grader on prepared surface, mixing by mix in place method with rotavator at OMC if required, and compacting with vibratory roller to achieve the desired density as per local standard Specifications and direction of Engineer Incharge | Cum | 1637.625
h | Providing and applying tack coat with bitumen emulsion using emulsion pressure distributor on the prepared road surface cleaned with mechanical broom as per local standard Specifications and direction of Engineer In charge | Sqm | 21835
i | Construction of asphalt wearing course works (25mm) over prepared surface as per local standard Specifications and direction of Engineer Incharge | Cum | 545.875
j | Providing and laying of hot applied thermoplastic Paint compound 2.5 mm thick including reflectorising glass beads @ 250 gms per sqm area, thickness of 2.5 mm is exclusive of surface applied glass beads as per local standard and codes.The finished surface to be level, uniform and free from streaks and holes- Lane/centerline / edge marking / transverse/ pedestrian crossings/ diagnoal marking and any other marking. | Sqm | -
k | Providing and installing the road studs of approved quality and as per local standards and as directed by Engineer Incharge | Nos | -
l | Construction of Earthern compacted shoulder (1.5m each side) by providing the excavated material obtained from the site nearby and spreading in uniform layers with motor grader on prepared surface and compacting with vibratory roller to achieve the desired density as per local standard Specifications and direction of Engineer Incharge | Cum | -
m | Road Signages - Supply and installation of road signages for speed and other traffic regulations as per local standards and as directed by Engineer in charge | Nos | 5
j | CBR Testing (during construction) | Nos | 5
-
2.2 | Access Road from PV Plant main gate to Substation (20m Wide including 0.5m shoulder each side) |  | -
ii | Bitumen Road | Mtr | 80
a | Excavation for road way including for shoulders by mechanical means including cutting, trimming bottom and side slopes in accordance with requirements of lines, grades and cross sections,and disposal of excavated earth upto 500m including preparation of excavated surfaces to receive permanent works. | Cum | 960
bi | Back Filling with selected excavated material for preparation of subgrade, loading, transporting, depositing in loose layers each of 200 mm thickness, after removing/breaking clods etc. watering to optimum moisture content and compacting using mechanical means such as vibratory roller etc., each layer to 95% of maximum dry density (Modified proctor density) etc. | Cum | -
bii | Back Filling with imported material having CBR > 25 for preparation of subgrade, loading, transporting, depositing in loose layers each of 200 mm thickness, after removing/breaking clods etc. watering to optimum moisture content and compacting using mechanical means such as vibratory roller etc.,with mimimum 4 no. roller passes, each layer to 98% of maximum dry density (Modified proctor density) | Cum | 960
biii | Carting away disposed off material to a lead of X km including loading into the tipper/dumper/truck and disposing off as per engineers requirement. | Cum | 960
c | Preparation of subgrade by Compaction of earth at optimum moisture content using 8-10 ton vibro roller with minimum 6 passes to achieve 98% of standard proctors MDD. | sqm | 1600
d | Construction of granular sub-base by providing graded material, spreading in uniform layers with motor grader on prepared surface, mixing by mix in place method with rotavator at OMC if required, and compacting with vibratory roller to achieve the desired density as per local standard Specifications standard and direction of Engineer Incharge (150mm thick) | Cum | 240
e | Construction of granular base by providing graded material as per Gradation mentioned local standard Specifications, spreading in uniform layers with motor grader on prepared surface, mixing by mix in place method with rotavator at OMC if required, and compacting with vibratory roller to achieve the desired density as per local standard Specifications and direction of Engineer Incharge (150mm thick) | Cum | 240
f | Providing and applying primer coat with bitumen emulsion on prepared surface of granular Base including clearing of road surface and spraying primer as per local standard Specifications standard | Sqm | -
g | Construction of Bituminous base course (75 mm) by providing graded material with bitumen as per Gradation mentioned local standard Specifications, spreading in uniform layers with motor grader on prepared surface, mixing by mix in place method with rotavator at OMC if required, and compacting with vibratory roller to achieve the desired density as per local standard Specifications and direction of Engineer Incharge | Cum | 120
h | Providing and applying tack coat with bitumen emulsion using emulsion pressure distributor on the prepared road surface cleaned with mechanical broom as per local standard Specifications and direction of Engineer In charge | Sqm | 1600
i | Construction of asphalt wearing course works (25mm) over prepared surface as per local standard Specifications and direction of Engineer Incharge | Cum | 40
j | Providing and laying of hot applied thermoplastic Paint compound 2.5 mm thick including reflectorising glass beads @ 250 gms per sqm area, thickness of 2.5 mm is exclusive of surface applied glass beads as per local standard and codes.The finished surface to be level, uniform and free from streaks and holes- Lane/centerline / edge marking / transverse/ pedestrian crossings/ diagnoal marking and any other marking. | Sqm | -
k | Providing and installing the road studs of approved quality and as per local standards and as directed by Engineer Incharge | Nos | -
l | Construction of Earthern compacted shoulder (1.5m each side) by providing the excavated material obtained from the site nearby and spreading in uniform layers with motor grader on prepared surface and compacting with vibratory roller to achieve the desired density as per local standard Specifications and direction of Engineer Incharge | Cum | -
m | Road Signages - Supply and installation of road signages for speed and other traffic regulations as per local standards and as directed by Engineer in charge | Nos | 2
n | CBR Testing | Nos | 2
i | Gravel Road | Mtr | -
a | Excavation for Road way in all kind of soil to required level, grades, and dressing complete as per specification, drawing and direction of engineer in charge in both dry and wet conditions including shoring where ever necessary and pumping/ bailing out subsoil/ rain water, slush removal etc and disposing of the excavated materials, equipment,machinary, labour complete and dispose the s same in a location agreed in advance with the Employer. | Cum | -
bi | Back Filling with selected excavated material for preparation of subgrade, loading, transporting, depositing in loose layers each of 200 mm thickness, after removing/breaking clods etc. watering to optimum moisture content and compacting using mechanical means such as vibratory roller etc., each layer to 95% of maximum dry density (Modified proctor density) etc. | Cum | -
bii | Back Filling with imported material for preparation of subgrade, loading, transporting, depositing in loose layers each of 200 mm thickness, after removing/breaking clods etc. watering to optimum moisture content and compacting using mechanical means such as vibratory roller etc., each layer to 95% of maximum dry density (Modified proctor density) etc. | Cum | -
c | Preparation of subgrade by Compaction of earth at optimum moisture content using 8-10 ton vibro roller with minimum 6 passes to achieve 98% of standard proctors MDD. | sqm | -
d | Supply and laying of a suitable type of Geotextile layer of thickness around 180 gr/mp minimum complete in all respects and as per local standards and as directed by Engineer incharge.(Please mention the type of Geotextile being proposed) | sqm | -
e | Construction of granular sub-base by providing graded material, spreading in uniform layers with motor grader on prepared surface, mixing by mix in place method with rotavator at OMC if required, and compacting with vibratory roller to achieve the desired density as per local standard Specifications standard and direction of Engineer Incharge Stone foundation( 40 -63 mm thickness)-200mm thick | Cum | -
f | Construction of granular base by providing graded material, spreading in uniform layers with motor grader on prepared surface, mixing by mix in place method with rotavator at OMC if required, and compacting with vibratory roller to achieve the desired density as per local standard Specifications standard and direction of Engineer Incharge Upper layer stone (0-63mm thick)-100mm thick | Cum | -
g | Construction of Gravel compacted shoulder by providing the excavated material obtained from the site nearby and spreading in uniform layers with motor grader on prepared surface and compacting with vibratory roller to achieve the desired density as per local standard and direction of Engineer Incharge and as per drawing | Cum | -
h | Construction of Earthern compacted shoulder by providing the excavated material obtained from the site nearby and spreading in uniform layers with motor grader on prepared surface and compacting with vibratory roller to achieve the desired density as per local standard and direction of Engineer Incharge and as per drawing | Cum | -
i | Road Signages - Supply and installation of road signages for speed and other traffic regulations as per local standards and as directed by Engineer in charge | Nos | -
j | CBR Testing | Nos | -
ii | Bitumen Road |  | -
a | Excavation for road way including for shoulders by mechanical means including cutting, trimming bottom and side slopes in accordance with requirements of lines, grades and cross sections,and disposal of excavated earth upto 500m including preparation of excavated surfaces to receive permanent works. | Cum | -
bi | Back Filling with selected excavated material for preparation of subgrade, loading, transporting, depositing in loose layers each of 200 mm thickness, after removing/breaking clods etc. watering to optimum moisture content and compacting using mechanical means such as vibratory roller etc., each layer to 95% of maximum dry density (Modified proctor density) etc. | Cum | -
bii | Back Filling with imported material for preparation of subgrade, loading, transporting, depositing in loose layers each of 200 mm thickness, after removing/breaking clods etc. watering to optimum moisture content and compacting using mechanical means such as vibratory roller etc., each layer to 95% of maximum dry density (Modified proctor density) etc. | Cum | -
c | Preparation of subgrade by Compaction of earth at optimum moisture content using 8-10 ton vibro roller with minimum 6 passes to achieve 98% of standard proctors MDD. | sqm | -
d | Construction of granular sub-base by providing graded material, spreading in uniform layers with motor grader on prepared surface, mixing by mix in place method with rotavator at OMC if required, and compacting with vibratory roller to achieve the desired density as per local standard Specifications standard and direction of Engineer Incharge | Cum | -
e | Construction of granular base by providing graded material as per Gradation mentioned local standard Specifications, spreading in uniform layers with motor grader on prepared surface, mixing by mix in place method with rotavator at OMC if required, and compacting with vibratory roller to achieve the desired density as per local standard Specifications and direction of Engineer Incharge | Cum | -
f | Providing and applying primer coat with bitumen emulsion on prepared surface of granular Base including clearing of road surface and spraying primer as per local standard Specifications standard | Sqm | -
g | Construction of Bituminous base course (90 mm) by providing graded material with bitumen as per Gradation mentioned local standard Specifications, spreading in uniform layers with motor grader on prepared surface, mixing by mix in place method with rotavator at OMC if required, and compacting with vibratory roller to achieve the desired density as per local standard Specifications and direction of Engineer Incharge | Cum | -
h | Providing and applying tack coat with bitumen emulsion using emulsion pressure distributor on the prepared road surface cleaned with mechanical broom as per local standard Specifications and direction of Engineer In charge | Sqm | -
i | Construction of asphalt wearing course works (40mm) over prepared surface as per local standard Specifications and direction of Engineer Incharge | Cum | -
j | Providing and laying of hot applied thermoplastic Paint compound 2.5 mm thick including reflectorising glass beads @ 250 gms per sqm area, thickness of 2.5 mm is exclusive of surface applied glass beads as per local standard and codes.The finished surface to be level, uniform and free from streaks and holes- Lane/centerline / edge marking / transverse/ pedestrian crossings/ diagnoal marking and any other marking. | Sqm | -
k | Providing and installing the road studs of approved quality and as per local standards and as directed by Engineer Incharge | Nos | -
l | Construction of Earthern compacted shoulder (1.5m each side) by providing the excavated material obtained from the site nearby and spreading in uniform layers with motor grader on prepared surface and compacting with vibratory roller to achieve the desired density as per local standard Specifications and direction of Engineer Incharge | Cum | -
m | Road Signages - Supply and installation of road signages for speed and other traffic regulations as per local standards and as directed by Engineer in charge | Nos | -
j | CBR Testing | Nos | -
| Supply and placing of standard precast Kerb stones with proper foundation as per drawing and specifications |  | -
| Concrete road |  | -
| Excavation for Road way in all kind of soil to required level, grades, and dressing complete as per specification, drawing and direction of engineer in charge in both dry and wet conditions including shoring where ever necessary and pumping/ bailing out subsoil/ rain water, slush removal etc and disposing of the excavated materials, equipment,machinary, labour complete and dispose the s same in a location agreed in advance with the Employer. | Cum | -
| Back Filling with selected excavated material for preparation of subgrade, loading, transporting, depositing in loose layers each of 200 mm thickness, after removing/breaking clods etc. watering to optimum moisture content and compacting using mechanical means such as vibratory roller etc., each layer to 95% of maximum dry density (Modified proctor density) etc. | Cum | -
| Back Filling with imported material for preparation of subgrade, loading, transporting, depositing in loose layers each of 200 mm thickness, after removing/breaking clods etc. watering to optimum moisture content and compacting using mechanical means such as vibratory roller etc., each layer to 95% of maximum dry density (Modified proctor density) etc. | Cum | -
| Preparation of subgrade by Compaction of earth at optimum moisture content using 8-10 ton vibro roller with minimum 6 passes to achieve 98% of standard proctors MDD. | sqm | -
| Construction of granular sub-base by providing graded material, spreading in uniform layers with motor grader on prepared surface, mixing by mix in place method with rotavator at OMC if required, and compacting with vibratory roller to achieve the desired density as per local standard Specifications standard and direction of Engineer Incharge (If required) | Cum | -
| Construction of dry lean cement concrete Sub- base over a prepared sub-grade with coarse and fine aggregate conforming to local codes, the size of coarse aggregate not exceeding 25 mm, aggregate cement ratio not to exceed 15:1, aggregate gradation after blending to be as per table 600-1, cement content not to be less than 150 kg/ cum, optimum moisture content to be determined during trial length construction, concrete strength not to be less than 10 Mpa at 7 days, mixed in a batching plant, transported to site, laid with a paver with electronic sensor, compacting with 8-10 tonnes vibratory roller, finishing and curing. | Cum | -
| Construction of un-reinforced, dowel jointed, plain cement concrete pavement over a prepared sub base with 43 grade cement @ 400 kg per cum, coarse and fine aggregate conforming to local codes, maximum size of coarse aggregate not exceeding 25 mm, mixed in a batching and mixing plant as per approved mix design, transported to site, laid with a fixed form or slip form paver, spread, compacted and finished in a continuous operation including provision of contraction, expansion, construction and longitudinal joints, joint filler, separation membrane, sealant primer, joint sealant, debonding strip, dowel bar, tie rod, admixtures as approved, curing compound, finishing to lines and grades as per drawing | Cum | -
j | CBR Testing | Nos | -
2.3 | Access Road from Main existing highway to Main Gate
i | Gravel Road (Repair) Preparation of Subgrade (i.e. Existing Road) with suitable roller Placing of Gravel Compacted Layer of thickness 150mm | Mtr
a | Excavation for road way including for shoulders by mechanical means including cutting, trimming bottom and side slopes in accordance with requirements of lines, grades and cross sections,and disposal of excavated earth upto 500m including preparation of excavated surfaces to receive permanent works. | Cum | -
bi | Back Filling with selected excavated material for preparation of subgrade, loading, transporting, depositing in loose layers each of 200 mm thickness, after removing/breaking clods etc. watering to optimum moisture content and compacting using mechanical means such as vibratory roller etc., each layer to 95% of maximum dry density (Modified proctor density) etc. | Cum | -
bii | Back Filling with imported material for preparation of subgrade, loading, transporting, depositing in loose layers each of 200 mm thickness, after removing/breaking clods etc. watering to optimum moisture content and compacting using mechanical means such as vibratory roller etc., each layer to 95% of maximum dry density (Modified proctor density) etc. | Cum | -
c | Preparation of subgrade by Compaction of earth at optimum moisture content using 8-10 ton vibro roller with minimum 6 passes to achieve 98% of standard proctors MDD. | sqm
d | Construction of granular sub-base by providing graded material, spreading in uniform layers with motor grader on prepared surface, mixing by mix in place method with rotavator at OMC if required, and compacting with vibratory roller to achieve the desired density as per local standard Specifications standard and direction of Engineer Incharge | Cum | -
e | Construction of granular surface by providing graded material as per Gradation mentioned local standard Specifications, spreading in uniform layers with motor grader on prepared surface, mixing by mix in place method with rotavator at OMC if required, and compacting with vibratory roller to achieve the desired density as per local standard Specifications and direction of Engineer Incharge | Cum | 0
f | Providing and applying primer coat with bitumen emulsion on prepared surface of granular Base including clearing of road surface and spraying primer as per local standard Specifications standard | Sqm | -
g | Construction of Bituminous base course (90 mm) by providing graded material with bitumen as per Gradation mentioned local standard Specifications, spreading in uniform layers with motor grader on prepared surface, mixing by mix in place method with rotavator at OMC if required, and compacting with vibratory roller to achieve the desired density as per local standard Specifications and direction of Engineer Incharge | Cum | -
h | Providing and applying tack coat with bitumen emulsion using emulsion pressure distributor on the prepared road surface cleaned with mechanical broom as per local standard Specifications and direction of Engineer In charge | Sqm | -
i | Construction of asphalt wearing course works (40mm) over prepared surface as per local standard Specifications and direction of Engineer Incharge | Cum | -
j | Providing and laying of hot applied thermoplastic Paint compound 2.5 mm thick including reflectorising glass beads @ 250 gms per sqm area, thickness of 2.5 mm is exclusive of surface applied glass beads as per local standard and codes.The finished surface to be level, uniform and free from streaks and holes- Lane/centerline / edge marking / transverse/ pedestrian crossings/ diagnoal marking and any other marking. | Sqm | -
k | Providing and installing the road studs of approved quality and as per local standards and as directed by Engineer Incharge | Nos | -
l | Construction of Earthern compacted shoulder (1.5m each side) by providing the excavated material obtained from the site nearby and spreading in uniform layers with motor grader on prepared surface and compacting with vibratory roller to achieve the desired density as per local standard Specifications and direction of Engineer Incharge | Cum | -
m | Road Signages - Supply and installation of road signages for speed and other traffic regulations as per local standards and as directed by Engineer in charge | Nos | -
j | CBR Testing | Nos | -
k | Carting away disposed off material to a lead of 1 km including loading into the tipper/dumper/truck and disposing off as per engineers requirement. | Cum | -
2.4 | Access Road(New)-5m -100 mm box cutting and excavation of existing soil material. - Compaction of existing soil bed with 8-10 passes of vibro roller(to achieve 95% MDD). -Geotextile Layers -Granular road base layer of thickness 265 mm and CBR 100% 98% MDD | Mtr | -
i | Gravel Road | Mtr | -
a | Excavation for Road way in all kind of soil to required level, grades, and dressing complete as per specification, drawing and direction of engineer in charge in both dry and wet conditions including shoring where ever necessary and pumping/ bailing out subsoil/ rain water, slush removal etc and disposing of the excavated materials, equipment,machinary, labour complete and dispose the s same in a location agreed in advance with the Employer. | Cum | - | 0
bi | Back Filling with selected excavated material for preparation of subgrade, loading, transporting, depositing in loose layers each of 265 mm thickness, after removing/breaking clods etc. watering to optimum moisture content and compacting using mechanical means such as vibratory roller etc., each layer to 95% of maximum dry density (Modified proctor density) etc. | Cum | -
bii | Back Filling with imported material for preparation of subgrade, loading, transporting, depositing in loose layers each of 265 mm thickness, after removing/breaking clods etc. watering to optimum moisture content and compacting using mechanical means such as vibratory roller etc., each layer to 95% of maximum dry density (Modified proctor density) etc. | Cum | -
c | Preparation of subgrade by Compaction of earth at optimum moisture content using 8-10 ton vibro roller with minimum 6 passes to achieve 98% of standard proctors MDD. | sqm | -
d | Supply and laying of a suitable type of Geotextile layer as per local standards and as directed by Engineer incharge. | sqm | -
e | Construction of granular base by providing graded material, spreading in uniform layers with motor grader on prepared surface, mixing by mix in place method with rotavator at OMC if required, and compacting with vibratory roller to achieve the desired density as per local standard Specifications standard and direction of Engineer Incharge | Cum
f | Construction of granular sub-base by providing graded material, spreading in uniform layers with motor grader on prepared surface, mixing by mix in place method with rotavator at OMC if required, and compacting with vibratory roller to achieve the desired density as per local standard Specifications standard and direction of Engineer Incharge Upper layer stone (0-63mm thick)-265mm thick | Cum | -
g | Construction of Gravel compacted shoulder by providing the excavated material obtained from the site nearby and spreading in uniform layers with motor grader on prepared surface and compacting with vibratory roller to achieve the desired density as per local standard and direction of Engineer Incharge and as per drawing | Cum
h | Construction of Earthern compacted shoulder by providing the excavated material obtained from the site nearby and spreading in uniform layers with motor grader on prepared surface and compacting with vibratory roller to achieve the desired density as per local standard and direction of Engineer Incharge and as per drawing | Cum
i | Road Signages - Supply and installation of road signages for speed and other traffic regulations as per local standards and as directed by Engineer in charge | LS | -
j | CBR Testing | Nos | -
k | Carting away disposed off material to a lead of 1 km including loading into the tipper/dumper/truck and disposing off as per engineers requirement. | Cum | -
-
iii | Perimeter road-3m Compaction of the existing Road with suitable vibro roller | Mtr | -
| Excavation for Road way in all kind of soil to required level, grades, and dressing complete as per specification, drawing and direction of engineer in charge in both dry and wet conditions including shoring where ever necessary and pumping/ bailing out subsoil/ rain water, slush removal etc and disposing of the excavated materials, equipment,machinary, labour complete and dispose the s same in a location agreed in advance with the Employer. | cum | -
| Back Filling with selected excavated material for preparation of subgrade, loading, transporting, depositing in loose layers each of 200 mm thickness, after removing/breaking clods etc. watering to optimum moisture content and compacting using mechanical means such as vibratory roller etc., each layer to 95% of maximum dry density (Modified proctor density) etc. | cum | -
| Back Filling with imported material for preparation of subgrade, loading, transporting, depositing in loose layers each of 200 mm thickness, after removing/breaking clods etc. watering to optimum moisture content and compacting using mechanical means such as vibratory roller etc., each layer to 95% of maximum dry density (Modified proctor density) etc. | cum | -
| Preparation of subgrade by Compaction of earth at optimum moisture content using 8-10 ton vibro roller with minimum 6 passes to achieve 98% of standard proctors MDD. | sqm | -
| Supply and laying of a suitable type of Geotextile layer of thickness around 3mm complete in all respects and as per local standards and as directed by Engineer incharge.(Please mention the type of Geotextile being proposed) | sqm | -
| Construction of granular sub-base by providing graded material, spreading in uniform layers with motor grader on prepared surface, mixing by mix in place method with rotavator at OMC if required, and compacting with vibratory roller to achieve the desired density as per local standard Specifications standard and direction of Engineer Incharge | cum | -
| Construction of granular base by providing graded material as per Gradation mentioned local standard Specifications, spreading in uniform layers with motor grader on prepared surface, mixing by mix in place method with rotavator at OMC if required, and compacting with vibratory roller to achieve the desired density as per local standard Specifications and direction of Engineer Incharge | cum | -
| Construction of Gravel compacted shoulder by providing the excavated material obtained from the site nearby and spreading in uniform layers with motor grader on prepared surface and compacting with vibratory roller to achieve the desired density as per local standard and direction of Engineer Incharge and as per drawing | cum | -
| Construction of Earthern compacted shoulder by providing the excavated material obtained from the site nearby and spreading in uniform layers with motor grader on prepared surface and compacting with vibratory roller to achieve the desired density as per local standard and direction of Engineer Incharge and as per drawing | cum | -
| Road Signages - Supply and installation of road signages for speed and other traffic regulations as per local standards and as directed by Engineer in charge | Nos | -
j | CBR Testing | Nos | -
iv | Fire break vegitation clearance and maintanance | Sq.m- total
a | Vegetation removal including grass and Mineral earth or non-combustible mulch such as crushed rock around perimeter of site | Sq.m | -
b | Vegetation removal including grass and Mineral earth or non-combustible mulch such as crushed rock around Substation | Sq.m | -
2 | Access Road 8m wide including shoulder compacted gravel road (total road thickness 750mm) | Mtr | -
a | Excavation for Road way in all kind of soil to required level, grades, and dressing complete as per specification, drawing and direction of engineer in charge in both dry and wet conditions including shoring where ever necessary and pumping/ bailing out subsoil/ rain water, slush removal etc and disposing of the excavated materials, equipment,machinary, labour complete and dispose the s same in a location agreed in advance with the Employer. (For Road Preparation) | Cum | -
bi | Back Filling with imported crushed rock robbed layer (dump rock) 300mm thick for preparation of subgrade, loading, transporting, depositing in loose layers each of 150 mm thickness, after removing/breaking clods etc. watering to optimum moisture content and compacting using mechanical means such as vibratory roller etc., each layer to 98% of maximum dry density (Modified proctor density) | Cum | -
bii | Back Filling with imported G7/G8 material for side slope fill layer for preparation of subgrade, loading, transporting, depositing in loose layers each of 150 mm thickness, after removing/breaking clods etc. watering to optimum moisture content and compacting using mechanical means such as vibratory roller etc.,with mimimum 4 no. roller passes, each layer to 98% of maximum dry density (Modified proctor density) | Cum | -
biii | Back Filling with imported G7 material 150mm thick for preparation of subgrade, loading, transporting, depositing in loose layers each of 150 mm thickness, after removing/breaking clods etc. watering to optimum moisture content and compacting using mechanical means such as vibratory roller etc., each layer to 98% of maximum dry density (Modified proctor density) | Cum | -
biv | Back Filling with imported G6 material 150mm thick for preparation of subgrade, loading, transporting, depositing in loose layers each of 150 mm thickness, after removing/breaking clods etc. watering to optimum moisture content and compacting using mechanical means such as vibratory roller etc., each layer to 98% of maximum dry density (Modified proctor density) | Cum | -
c | Preparation of subgrade by Compaction of earth at optimum moisture content using 8-10 ton vibro roller with minimum 6 passes to achieve 98% of standard proctors MDD. | sqm | -
d | Supply and laying of a suitable type of Geotextile layer of thickness around 180 gr/mp minimum complete in all respects and as per local standards and as directed by Engineer incharge.(Please mention the type of Geotextile being proposed) | sqm | -
e | Construction of granular sub-base by providing graded material, spreading in uniform layers with motor grader on prepared surface, mixing by mix in place method with rotavator at OMC if required, and compacting with vibratory roller to achieve the desired density as per local standard Specifications standard and direction of Engineer Incharge Stone foundation( 40 -63 mm thickness)-175mm thick | Cum | -
f | Construction of imported wearing course by providing graded material, spreading in uniform layers with motor grader on prepared surface, mixing by mix in place method with rotavator at OMC if required, and compacting with vibratory roller to achieve the desired density as per local standard Specifications standard and direction of Engineer Incharge Upper layer stone (as per local practice)-150mm thick | Cum | -
g | Construction of Gravel compacted shoulder by providing the excavated material obtained from the site nearby and spreading in uniform layers with motor grader on prepared surface and compacting with vibratory roller to achieve the desired density as per local standard and direction of Engineer Incharge and as per drawing | Cum | -
h | Construction of Earthern compacted shoulder by providing the excavated material obtained from the site nearby and spreading in uniform layers with motor grader on prepared surface and compacting with vibratory roller to achieve the desired density as per local standard and direction of Engineer Incharge and as per drawing | Cum | -
i | Road Signages - Supply and installation of road signages for speed and other traffic regulations as per local standards and as directed by Engineer in charge | Nos | -
k | Construction of asphalt wearing course works (40mm) over prepared surface as per local standard Specifications and direction of Engineer Incharge | sqm | -
j | CBR Testing | Nos | -
2 | Double Coat bituminous Sealed Road |  | -
1 | Internal (Primary) Roads 3m wide | Mtr | -
a | Excavation for Road way in all kind of soil to required level, grades, and dressing complete as per specification, drawing and direction of engineer in charge in both dry and wet conditions including shoring where ever necessary and pumping/ bailing out subsoil/ rain water, slush removal etc and disposing of the excavated materials, equipment,machinary, labour complete and dispose the s same in a location agreed in advance with the Employer. | Cum | -
bi | Back Filling with selected excavated material for preparation of subgrade, loading, transporting, depositing in loose layers each of 200 mm thickness, after removing/breaking clods etc. watering to optimum moisture content and compacting using mechanical means such as vibratory roller etc., each layer to 98% of maximum dry density (Modified proctor density) etc. | Cum | -
bii | Back Filling with imported material for preparation of subgrade, loading, transporting, depositing in loose layers each of 200 mm thickness, after removing/breaking clods etc. watering to optimum moisture content and compacting using mechanical means such as vibratory roller etc., each layer to 98% of maximum dry density (Modified proctor density) etc. | Cum | -
ci | Preparation of subgrade by Compaction of earth at optimum moisture content using 8-10 ton vibro roller with minimum 6 passes to achieve 98% of standard proctors MDD. | sqm | -
cii | Cleaning and preparation of surface area | sqm | -
cii | Surface area for bituminous road | sqm | -
d | Supply and laying of a suitable type of Geotextile layer of thickness around 180 gr/mp minimum complete in all respects and as per local standards and as directed by Engineer incharge.(Please mention the type of Geotextile being proposed) | sqm | -
e | Construction of granular base by providing graded material, spreading in uniform layers with motor grader on prepared surface, mixing by mix in place method with rotavator at OMC if required, and compacting with vibratory roller to achieve the desired density as per local standard Specifications standard and direction of Engineer Incharge Stone foundation( 40 -63 mm thickness)-200mm thick | Cum | -
f | Construction of granular sub-base by providing graded material, spreading in uniform layers with motor grader on prepared surface, mixing by mix in place method with rotavator at OMC if required, and compacting with vibratory roller to achieve the desired density as per local standard Specifications standard and direction of Engineer Incharge Upper layer stone (0-63mm thick)-200mm thick | Cum | -
g | Construction of Gravel compacted shoulder by providing the excavated material obtained from the site nearby and spreading in uniform layers with motor grader on prepared surface and compacting with vibratory roller to achieve the desired density as per local standard and direction of Engineer Incharge and as per drawing | Cum | -
h | Construction of Earthern compacted shoulder by providing the excavated material obtained from the site nearby and spreading in uniform layers with motor grader on prepared surface and compacting with vibratory roller to achieve the desired density as per local standard and direction of Engineer Incharge and as per drawing | Cum | -
i | Road Signages - Supply and installation of road signages for speed and other traffic regulations as per local standards and as directed by Engineer in charge | LOT | -
j | CBR Testing | Nos | -
2 | Access Road (3 mtr wide ) |  | -
2.1 | Access Road 3m wide) from Main existing highway to Main Gate |  | -
i | Compacted Gravel Road | Mtr | -
a | Excavation for Road way in all kind of soil to required level, grades, and dressing complete as per specification, drawing and direction of engineer in charge in both dry and wet conditions including shoring where ever necessary and pumping/ bailing out subsoil/ rain water, slush removal etc and disposing of the excavated materials, equipment,machinary, labour complete and dispose the s same in a location agreed in advance with the Employer. | Cum | -
bi | Back Filling with selected excavated material for preparation of subgrade, loading, transporting, depositing in loose layers each of 200 mm thickness, after removing/breaking clods etc. watering to optimum moisture content and compacting using mechanical means such as vibratory roller etc., each layer to 95% of maximum dry density (Modified proctor density) etc. | Cum | -
bii | Back Filling with imported material for preparation of subgrade, loading, transporting, depositing in loose layers each of 200 mm thickness, after removing/breaking clods etc. watering to optimum moisture content and compacting using mechanical means such as vibratory roller etc., each layer to 95% of maximum dry density (Modified proctor density) etc. | Cum | -
c | Preparation of subgrade by Compaction of earth at optimum moisture content using 8-10 ton vibro roller with minimum 6 passes to achieve 98% of standard proctors MDD. | sqm | -
d | Supply and laying of a suitable type of Geotextile layer of thickness around 3mm complete in all respects and as per local standards and as directed by Engineer incharge.(Please mention the type of Geotextile being proposed) | sqm | -
e | Construction of granular sub-base by providing graded material, spreading in uniform layers with motor grader on prepared surface, mixing by mix in place method with rotavator at OMC if required, and compacting with vibratory roller to achieve the desired density as per local standard Specifications standard and direction of Engineer Incharge | Cum | -
f | Construction of granular base by providing graded material as per Gradation mentioned local standard Specifications, spreading in uniform layers with motor grader on prepared surface, mixing by mix in place method with rotavator at OMC if required, and compacting with vibratory roller to achieve the desired density as per local standard Specifications and direction of Engineer Incharge | Cum | -
g | Construction of Gravel compacted shoulder by providing the excavated material obtained from the site nearby and spreading in uniform layers with motor grader on prepared surface and compacting with vibratory roller to achieve the desired density as per local standard and direction of Engineer Incharge and as per drawing | Cum | -
h | Construction of Earthern compacted shoulder by providing the excavated material obtained from the site nearby and spreading in uniform layers with motor grader on prepared surface and compacting with vibratory roller to achieve the desired density as per local standard and direction of Engineer Incharge and as per drawing | Cum | -
i | Road Signages - Supply and installation of road signages for speed and other traffic regulations as per local standards and as directed by Engineer in charge | Nos | -
j | CBR Testing | Nos | -
ii | Bitumen Road |  | -
a | Excavation for road way including for shoulders by mechanical means including cutting, trimming bottom and side slopes in accordance with requirements of lines, grades and cross sections,and disposal of excavated earth upto 500m including preparation of excavated surfaces to receive permanent works. | Cum | -
bi | Back Filling with selected excavated material for preparation of subgrade, loading, transporting, depositing in loose layers each of 200 mm thickness, after removing/breaking clods etc. watering to optimum moisture content and compacting using mechanical means such as vibratory roller etc., each layer to 95% of maximum dry density (Modified proctor density) etc. | Cum | -
bii | Back Filling with imported material for preparation of subgrade, loading, transporting, depositing in loose layers each of 200 mm thickness, after removing/breaking clods etc. watering to optimum moisture content and compacting using mechanical means such as vibratory roller etc., each layer to 95% of maximum dry density (Modified proctor density) etc. | Cum | -
c | Preparation of subgrade by Compaction of earth at optimum moisture content using 8-10 ton vibro roller with minimum 6 passes to achieve 98% of standard proctors MDD. | sqm | -
d | Construction of granular sub-base by providing graded material, spreading in uniform layers with motor grader on prepared surface, mixing by mix in place method with rotavator at OMC if required, and compacting with vibratory roller to achieve the desired density as per local standard Specifications standard and direction of Engineer Incharge | Cum | -
e | Construction of granular base by providing graded material as per Gradation mentioned local standard Specifications, spreading in uniform layers with motor grader on prepared surface, mixing by mix in place method with rotavator at OMC if required, and compacting with vibratory roller to achieve the desired density as per local standard Specifications and direction of Engineer Incharge | Cum | -
f | Providing and applying primer coat with bitumen emulsion on prepared surface of granular Base including clearing of road surface and spraying primer as per local standard Specifications standard | Sqm | -
g | Construction of Bituminous base course (90 mm) by providing graded material with bitumen as per Gradation mentioned local standard Specifications, spreading in uniform layers with motor grader on prepared surface, mixing by mix in place method with rotavator at OMC if required, and compacting with vibratory roller to achieve the desired density as per local standard Specifications and direction of Engineer Incharge | Cum | -
h | Providing and applying tack coat with bitumen emulsion using emulsion pressure distributor on the prepared road surface cleaned with mechanical broom as per local standard Specifications and direction of Engineer In charge | Sqm | -
i | Construction of asphalt wearing course works (40mm) over prepared surface as per local standard Specifications and direction of Engineer Incharge | Cum | -
j | Providing and laying of hot applied thermoplastic Paint compound 2.5 mm thick including reflectorising glass beads @ 250 gms per sqm area, thickness of 2.5 mm is exclusive of surface applied glass beads as per local standard and codes.The finished surface to be level, uniform and free from streaks and holes- Lane/centerline / edge marking / transverse/ pedestrian crossings/ diagnoal marking and any other marking. | Sqm | -
k | Providing and installing the road studs of approved quality and as per local standards and as directed by Engineer Incharge | Nos | -
l | Construction of Earthern compacted shoulder (1.5m each side) by providing the excavated material obtained from the site nearby and spreading in uniform layers with motor grader on prepared surface and compacting with vibratory roller to achieve the desired density as per local standard Specifications and direction of Engineer Incharge | Cum | -
m | Road Signages - Supply and installation of road signages for speed and other traffic regulations as per local standards and as directed by Engineer in charge | Nos | -
j | CBR Testing | Nos | -
-
2.2 | Access Road from PV Plant main gate to Substation (8m Wide) |  | -
i | Gravel Road | Mtr | -
a | Excavation for Road way in all kind of soil to required level, grades, and dressing complete as per specification, drawing and direction of engineer in charge in both dry and wet conditions including shoring where ever necessary and pumping/ bailing out subsoil/ rain water, slush removal etc and disposing of the excavated materials, equipment,machinary, labour complete and dispose the s same in a location agreed in advance with the Employer. | Cum | -
bi | Back Filling with selected excavated material for preparation of subgrade, loading, transporting, depositing in loose layers each of 200 mm thickness, after removing/breaking clods etc. watering to optimum moisture content and compacting using mechanical means such as vibratory roller etc., each layer to 95% of maximum dry density (Modified proctor density) etc. | Cum | -
bii | Back Filling with imported material for preparation of subgrade, loading, transporting, depositing in loose layers each of 200 mm thickness, after removing/breaking clods etc. watering to optimum moisture content and compacting using mechanical means such as vibratory roller etc., each layer to 95% of maximum dry density (Modified proctor density) etc. | Cum | -
c | Preparation of subgrade by Compaction of earth at optimum moisture content using 8-10 ton vibro roller with minimum 6 passes to achieve 98% of standard proctors MDD. | sqm | -
d | Supply and laying of a suitable type of Geotextile layer of thickness around 180 gr/mp minimum complete in all respects and as per local standards and as directed by Engineer incharge.(Please mention the type of Geotextile being proposed) | sqm | -
e | Construction of granular base by providing graded material, spreading in uniform layers with motor grader on prepared surface, mixing by mix in place method with rotavator at OMC if required, and compacting with vibratory roller to achieve the desired density as per local standard Specifications standard and direction of Engineer Incharge Stone foundation( 40 -63 mm thickness)-200mm thick | Cum | -
f | Construction of granular sub-base by providing graded material, spreading in uniform layers with motor grader on prepared surface, mixing by mix in place method with rotavator at OMC if required, and compacting with vibratory roller to achieve the desired density as per local standard Specifications standard and direction of Engineer Incharge Upper layer stone (0-63mm thick)-200mm thick | Cum | -
g | Construction of Gravel compacted shoulder by providing the excavated material obtained from the site nearby and spreading in uniform layers with motor grader on prepared surface and compacting with vibratory roller to achieve the desired density as per local standard and direction of Engineer Incharge and as per drawing | Cum | -
h | Construction of Earthern compacted shoulder by providing the excavated material obtained from the site nearby and spreading in uniform layers with motor grader on prepared surface and compacting with vibratory roller to achieve the desired density as per local standard and direction of Engineer Incharge and as per drawing | Cum | -
i | Road Signages - Supply and installation of road signages for speed and other traffic regulations as per local standards and as directed by Engineer in charge | LS | -
j | CBR Testing | Nos | -
ii | Bitumen Road |  | -
a | Excavation for road way including for shoulders by mechanical means including cutting, trimming bottom and side slopes in accordance with requirements of lines, grades and cross sections,and disposal of excavated earth upto 500m including preparation of excavated surfaces to receive permanent works. | Cum | -
bi | Back Filling with selected excavated material for preparation of subgrade, loading, transporting, depositing in loose layers each of 200 mm thickness, after removing/breaking clods etc. watering to optimum moisture content and compacting using mechanical means such as vibratory roller etc., each layer to 95% of maximum dry density (Modified proctor density) etc. | Cum | -
bii | Back Filling with imported material for preparation of subgrade, loading, transporting, depositing in loose layers each of 200 mm thickness, after removing/breaking clods etc. watering to optimum moisture content and compacting using mechanical means such as vibratory roller etc., each layer to 95% of maximum dry density (Modified proctor density) etc. | Cum | -
c | Preparation of subgrade by Compaction of earth at optimum moisture content using 8-10 ton vibro roller with minimum 6 passes to achieve 98% of standard proctors MDD. | sqm | -
d | Construction of granular sub-base by providing graded material, spreading in uniform layers with motor grader on prepared surface, mixing by mix in place method with rotavator at OMC if required, and compacting with vibratory roller to achieve the desired density as per local standard Specifications standard and direction of Engineer Incharge | Cum | -
e | Construction of granular base by providing graded material as per Gradation mentioned local standard Specifications, spreading in uniform layers with motor grader on prepared surface, mixing by mix in place method with rotavator at OMC if required, and compacting with vibratory roller to achieve the desired density as per local standard Specifications and direction of Engineer Incharge | Cum | -
f | Providing and applying primer coat with bitumen emulsion on prepared surface of granular Base including clearing of road surface and spraying primer as per local standard Specifications standard | Sqm | -
g | Construction of Bituminous base course (90 mm) by providing graded material with bitumen as per Gradation mentioned local standard Specifications, spreading in uniform layers with motor grader on prepared surface, mixing by mix in place method with rotavator at OMC if required, and compacting with vibratory roller to achieve the desired density as per local standard Specifications and direction of Engineer Incharge | Cum | -
h | Providing and applying tack coat with bitumen emulsion using emulsion pressure distributor on the prepared road surface cleaned with mechanical broom as per local standard Specifications and direction of Engineer In charge | Sqm | -
i | Construction of asphalt wearing course works (40mm) over prepared surface as per local standard Specifications and direction of Engineer Incharge | Cum | -
j | Providing and laying of hot applied thermoplastic Paint compound 2.5 mm thick including reflectorising glass beads @ 250 gms per sqm area, thickness of 2.5 mm is exclusive of surface applied glass beads as per local standard and codes.The finished surface to be level, uniform and free from streaks and holes- Lane/centerline / edge marking / transverse/ pedestrian crossings/ diagnoal marking and any other marking. | Sqm | -
k | Providing and installing the road studs of approved quality and as per local standards and as directed by Engineer Incharge | Nos | -
l | Construction of Earthern compacted shoulder (1.5m each side) by providing the excavated material obtained from the site nearby and spreading in uniform layers with motor grader on prepared surface and compacting with vibratory roller to achieve the desired density as per local standard Specifications and direction of Engineer Incharge | Cum | -
m | Road Signages - Supply and installation of road signages for speed and other traffic regulations as per local standards and as directed by Engineer in charge | Nos | -
j | CBR Testing | Nos | -
| Supply and placing of standard precast Kerb stones with proper foundation as per drawing and specifications |  | -
| Concrete road |  | -
| Excavation for Road way in all kind of soil to required level, grades, and dressing complete as per specification, drawing and direction of engineer in charge in both dry and wet conditions including shoring where ever necessary and pumping/ bailing out subsoil/ rain water, slush removal etc and disposing of the excavated materials, equipment,machinary, labour complete and dispose the s same in a location agreed in advance with the Employer. | Cum | -
| Back Filling with selected excavated material for preparation of subgrade, loading, transporting, depositing in loose layers each of 200 mm thickness, after removing/breaking clods etc. watering to optimum moisture content and compacting using mechanical means such as vibratory roller etc., each layer to 95% of maximum dry density (Modified proctor density) etc. | Cum | -
| Back Filling with imported material for preparation of subgrade, loading, transporting, depositing in loose layers each of 200 mm thickness, after removing/breaking clods etc. watering to optimum moisture content and compacting using mechanical means such as vibratory roller etc., each layer to 95% of maximum dry density (Modified proctor density) etc. | Cum | -
| Preparation of subgrade by Compaction of earth at optimum moisture content using 8-10 ton vibro roller with minimum 6 passes to achieve 98% of standard proctors MDD. | sqm | -
| Construction of granular sub-base by providing graded material, spreading in uniform layers with motor grader on prepared surface, mixing by mix in place method with rotavator at OMC if required, and compacting with vibratory roller to achieve the desired density as per local standard Specifications standard and direction of Engineer Incharge (If required) | Cum | -
| Construction of dry lean cement concrete Sub- base over a prepared sub-grade with coarse and fine aggregate conforming to local codes, the size of coarse aggregate not exceeding 25 mm, aggregate cement ratio not to exceed 15:1, aggregate gradation after blending to be as per table 600-1, cement content not to be less than 150 kg/ cum, optimum moisture content to be determined during trial length construction, concrete strength not to be less than 10 Mpa at 7 days, mixed in a batching plant, transported to site, laid with a paver with electronic sensor, compacting with 8-10 tonnes vibratory roller, finishing and curing. | Cum | -
| Construction of un-reinforced, dowel jointed, plain cement concrete pavement over a prepared sub base with 43 grade cement @ 400 kg per cum, coarse and fine aggregate conforming to local codes, maximum size of coarse aggregate not exceeding 25 mm, mixed in a batching and mixing plant as per approved mix design, transported to site, laid with a fixed form or slip form paver, spread, compacted and finished in a continuous operation including provision of contraction, expansion, construction and longitudinal joints, joint filler, separation membrane, sealant primer, joint sealant, debonding strip, dowel bar, tie rod, admixtures as approved, curing compound, finishing to lines and grades as per drawing | Cum | -
j | CBR Testing | Nos | -
2.3 | Access Road from Main existing highway to Main Gate |  | -
i | Gravel Road (Repair) Preparation of Subgrade (i.e. Existing Road) with suitable roller Placing of Gravel Compacted Layer of thickness 150mm | Mtr | -
a | Excavation for road way including for shoulders by mechanical means including cutting, trimming bottom and side slopes in accordance with requirements of lines, grades and cross sections,and disposal of excavated earth upto 500m including preparation of excavated surfaces to receive permanent works. | Cum | -
bi | Back Filling with selected excavated material for preparation of subgrade, loading, transporting, depositing in loose layers each of 200 mm thickness, after removing/breaking clods etc. watering to optimum moisture content and compacting using mechanical means such as vibratory roller etc., each layer to 95% of maximum dry density (Modified proctor density) etc. | Cum | -
bii | Back Filling with imported material for preparation of subgrade, loading, transporting, depositing in loose layers each of 200 mm thickness, after removing/breaking clods etc. watering to optimum moisture content and compacting using mechanical means such as vibratory roller etc., each layer to 95% of maximum dry density (Modified proctor density) etc. | Cum | -
c | Preparation of subgrade by Compaction of earth at optimum moisture content using 8-10 ton vibro roller with minimum 6 passes to achieve 98% of standard proctors MDD. | sqm | -
d | Construction of granular sub-base by providing graded material, spreading in uniform layers with motor grader on prepared surface, mixing by mix in place method with rotavator at OMC if required, and compacting with vibratory roller to achieve the desired density as per local standard Specifications standard and direction of Engineer Incharge | Cum | -
e | Construction of granular surface by providing graded material as per Gradation mentioned local standard Specifications, spreading in uniform layers with motor grader on prepared surface, mixing by mix in place method with rotavator at OMC if required, and compacting with vibratory roller to achieve the desired density as per local standard Specifications and direction of Engineer Incharge | Cum | -
f | Providing and applying primer coat with bitumen emulsion on prepared surface of granular Base including clearing of road surface and spraying primer as per local standard Specifications standard | Sqm | -
g | Construction of Bituminous base course (90 mm) by providing graded material with bitumen as per Gradation mentioned local standard Specifications, spreading in uniform layers with motor grader on prepared surface, mixing by mix in place method with rotavator at OMC if required, and compacting with vibratory roller to achieve the desired density as per local standard Specifications and direction of Engineer Incharge | Cum | -
h | Providing and applying tack coat with bitumen emulsion using emulsion pressure distributor on the prepared road surface cleaned with mechanical broom as per local standard Specifications and direction of Engineer In charge | Sqm | -
i | Construction of asphalt wearing course works (40mm) over prepared surface as per local standard Specifications and direction of Engineer Incharge | Cum | -
j | Providing and laying of hot applied thermoplastic Paint compound 2.5 mm thick including reflectorising glass beads @ 250 gms per sqm area, thickness of 2.5 mm is exclusive of surface applied glass beads as per local standard and codes.The finished surface to be level, uniform and free from streaks and holes- Lane/centerline / edge marking / transverse/ pedestrian crossings/ diagnoal marking and any other marking. | Sqm | -
k | Providing and installing the road studs of approved quality and as per local standards and as directed by Engineer Incharge | Nos | -
l | Construction of Earthern compacted shoulder (1.5m each side) by providing the excavated material obtained from the site nearby and spreading in uniform layers with motor grader on prepared surface and compacting with vibratory roller to achieve the desired density as per local standard Specifications and direction of Engineer Incharge | Cum | -
m | Road Signages - Supply and installation of road signages for speed and other traffic regulations as per local standards and as directed by Engineer in charge | Nos | -
j | CBR Testing | Nos | -
k | Carting away disposed off material to a lead of 1 km including loading into the tipper/dumper/truck and disposing off as per engineers requirement. | Cum | -
2.4 | Access Road(New)-5m -100 mm box cutting and excavation of existing soil material. - Compaction of existing soil bed with 8-10 passes of vibro roller(to achieve 95% MDD). -Geotextile Layers -Granular road base layer of thickness 265 mm and CBR 100% 98% MDD | Mtr | -
i | Gravel Road | Mtr | -
a | Excavation for Road way in all kind of soil to required level, grades, and dressing complete as per specification, drawing and direction of engineer in charge in both dry and wet conditions including shoring where ever necessary and pumping/ bailing out subsoil/ rain water, slush removal etc and disposing of the excavated materials, equipment,machinary, labour complete and dispose the s same in a location agreed in advance with the Employer. | Cum | -
bi | Back Filling with selected excavated material for preparation of subgrade, loading, transporting, depositing in loose layers each of 265 mm thickness, after removing/breaking clods etc. watering to optimum moisture content and compacting using mechanical means such as vibratory roller etc., each layer to 95% of maximum dry density (Modified proctor density) etc. | Cum | -
bii | Back Filling with imported material for preparation of subgrade, loading, transporting, depositing in loose layers each of 265 mm thickness, after removing/breaking clods etc. watering to optimum moisture content and compacting using mechanical means such as vibratory roller etc., each layer to 95% of maximum dry density (Modified proctor density) etc. | Cum | -
c | Preparation of subgrade by Compaction of earth at optimum moisture content using 8-10 ton vibro roller with minimum 6 passes to achieve 98% of standard proctors MDD. | sqm | -
d | Supply and laying of a suitable type of Geotextile layer as per local standards and as directed by Engineer incharge. | sqm | -
e | Construction of granular base by providing graded material, spreading in uniform layers with motor grader on prepared surface, mixing by mix in place method with rotavator at OMC if required, and compacting with vibratory roller to achieve the desired density as per local standard Specifications standard and direction of Engineer Incharge | Cum | -
f | Construction of granular sub-base by providing graded material, spreading in uniform layers with motor grader on prepared surface, mixing by mix in place method with rotavator at OMC if required, and compacting with vibratory roller to achieve the desired density as per local standard Specifications standard and direction of Engineer Incharge Upper layer stone (0-63mm thick)-265mm thick | Cum | -
g | Construction of Gravel compacted shoulder by providing the excavated material obtained from the site nearby and spreading in uniform layers with motor grader on prepared surface and compacting with vibratory roller to achieve the desired density as per local standard and direction of Engineer Incharge and as per drawing | Cum | -
h | Construction of Earthern compacted shoulder by providing the excavated material obtained from the site nearby and spreading in uniform layers with motor grader on prepared surface and compacting with vibratory roller to achieve the desired density as per local standard and direction of Engineer Incharge and as per drawing | Cum | -
i | Road Signages - Supply and installation of road signages for speed and other traffic regulations as per local standards and as directed by Engineer in charge | LS | -
j | CBR Testing | Nos | -
k | Carting away disposed off material to a lead of 1 km including loading into the tipper/dumper/truck and disposing off as per engineers requirement. | Cum | -
-
iii | Perimeter road-3m Compaction of the existing Road with suitable vibro roller | Mtr | -
| Excavation for Road way in all kind of soil to required level, grades, and dressing complete as per specification, drawing and direction of engineer in charge in both dry and wet conditions including shoring where ever necessary and pumping/ bailing out subsoil/ rain water, slush removal etc and disposing of the excavated materials, equipment,machinary, labour complete and dispose the s same in a location agreed in advance with the Employer. | cum | -
| Back Filling with selected excavated material for preparation of subgrade, loading, transporting, depositing in loose layers each of 200 mm thickness, after removing/breaking clods etc. watering to optimum moisture content and compacting using mechanical means such as vibratory roller etc., each layer to 95% of maximum dry density (Modified proctor density) etc. | cum | -
| Back Filling with imported material for preparation of subgrade, loading, transporting, depositing in loose layers each of 200 mm thickness, after removing/breaking clods etc. watering to optimum moisture content and compacting using mechanical means such as vibratory roller etc., each layer to 95% of maximum dry density (Modified proctor density) etc. | cum | -
| Preparation of subgrade by Compaction of earth at optimum moisture content using 8-10 ton vibro roller with minimum 6 passes to achieve 98% of standard proctors MDD. | sqm | -
| Supply and laying of a suitable type of Geotextile layer of thickness around 3mm complete in all respects and as per local standards and as directed by Engineer incharge.(Please mention the type of Geotextile being proposed) | sqm | -
| Construction of granular sub-base by providing graded material, spreading in uniform layers with motor grader on prepared surface, mixing by mix in place method with rotavator at OMC if required, and compacting with vibratory roller to achieve the desired density as per local standard Specifications standard and direction of Engineer Incharge | cum | -
| Construction of granular base by providing graded material as per Gradation mentioned local standard Specifications, spreading in uniform layers with motor grader on prepared surface, mixing by mix in place method with rotavator at OMC if required, and compacting with vibratory roller to achieve the desired density as per local standard Specifications and direction of Engineer Incharge | cum | -
| Construction of Gravel compacted shoulder by providing the excavated material obtained from the site nearby and spreading in uniform layers with motor grader on prepared surface and compacting with vibratory roller to achieve the desired density as per local standard and direction of Engineer Incharge and as per drawing | cum | -
| Construction of Earthern compacted shoulder by providing the excavated material obtained from the site nearby and spreading in uniform layers with motor grader on prepared surface and compacting with vibratory roller to achieve the desired density as per local standard and direction of Engineer Incharge and as per drawing | cum | -
| Road Signages - Supply and installation of road signages for speed and other traffic regulations as per local standards and as directed by Engineer in charge | Nos | -
j | CBR Testing | Nos | -
iv | Fire break vegitation clearance and maintanance | Sq.m- total | -
a | Vegetation removal including grass and Mineral earth or non-combustible mulch such as crushed rock around perimeter of site | Sq.m | -
b | Vegetation removal including grass and Mineral earth or non-combustible mulch such as crushed rock around Substation | Sq.m | -
2.3 | Periphery Road for Switchyard Area (7.0m Wide including 0.5m shoulder each side) |  | -
ii | Bitumen Road | Mtr | 418
a | Excavation for road way including for shoulders by mechanical means including cutting, trimming bottom and side slopes in accordance with requirements of lines, grades and cross sections,and disposal of excavated earth upto 500m including preparation of excavated surfaces to receive permanent works. | Cum | 2007
bi | Back Filling with selected excavated material for preparation of subgrade, loading, transporting, depositing in loose layers each of 200 mm thickness, after removing/breaking clods etc. watering to optimum moisture content and compacting using mechanical means such as vibratory roller etc., each layer to 95% of maximum dry density (Modified proctor density) etc. | Cum | -
bii | Back Filling with imported material having CBR > 25 for preparation of subgrade, loading, transporting, depositing in loose layers each of 200 mm thickness, after removing/breaking clods etc. watering to optimum moisture content and compacting using mechanical means such as vibratory roller etc.,with mimimum 4 no. roller passes, each layer to 98% of maximum dry density (Modified proctor density) | Cum | 2007
biii | Carting away disposed off material to a lead of X km including loading into the tipper/dumper/truck and disposing off as per engineers requirement. | Cum | 2007
c | Preparation of subgrade by Compaction of earth at optimum moisture content using 8-10 ton vibro roller with minimum 6 passes to achieve 98% of standard proctors MDD. | sqm | 3344
d | Construction of granular sub-base by providing graded material, spreading in uniform layers with motor grader on prepared surface, mixing by mix in place method with rotavator at OMC if required, and compacting with vibratory roller to achieve the desired density as per local standard Specifications standard and direction of Engineer Incharge (150mm thick) | Cum | 439
e | Construction of granular base by providing graded material as per Gradation mentioned local standard Specifications, spreading in uniform layers with motor grader on prepared surface, mixing by mix in place method with rotavator at OMC if required, and compacting with vibratory roller to achieve the desired density as per local standard Specifications and direction of Engineer Incharge (150mm thick) | Cum | 439
f | Providing and applying primer coat with bitumen emulsion on prepared surface of granular Base including clearing of road surface and spraying primer as per local standard Specifications standard | Sqm | -
g | Construction of Bituminous base course (75 mm) by providing graded material with bitumen as per Gradation mentioned local standard Specifications, spreading in uniform layers with motor grader on prepared surface, mixing by mix in place method with rotavator at OMC if required, and compacting with vibratory roller to achieve the desired density as per local standard Specifications and direction of Engineer Incharge | Cum | 220
h | Providing and applying tack coat with bitumen emulsion using emulsion pressure distributor on the prepared road surface cleaned with mechanical broom as per local standard Specifications and direction of Engineer In charge | Sqm | 2926
i | Construction of asphalt wearing course works (25mm) over prepared surface as per local standard Specifications and direction of Engineer Incharge | Cum | 74
j | Providing and laying of hot applied thermoplastic Paint compound 2.5 mm thick including reflectorising glass beads @ 250 gms per sqm area, thickness of 2.5 mm is exclusive of surface applied glass beads as per local standard and codes.The finished surface to be level, uniform and free from streaks and holes- Lane/centerline / edge marking / transverse/ pedestrian crossings/ diagnoal marking and any other marking. | Sqm | -
k | Providing and installing the road studs of approved quality and as per local standards and as directed by Engineer Incharge | Nos | -
l | Construction of Earthern compacted shoulder (1.5m each side) by providing the excavated material obtained from the site nearby and spreading in uniform layers with motor grader on prepared surface and compacting with vibratory roller to achieve the desired density as per local standard Specifications and direction of Engineer Incharge | Cum | -
m | Road Signages - Supply and installation of road signages for speed and other traffic regulations as per local standards and as directed by Engineer in charge | Nos | 2
n | CBR Testing | Nos | 2
2.3 | Road Repair
Please detail the item required
2.4 | Junction of Access Road to Public Road (Including signage/widning of public road/curvert etc) | No | 1 | As per country standard
Please detail the item required
2.5 | Dust Control requirement on site based on the soil condition (please mention the methodology based on the site learnings if any) | LS | - | Shall be obtained from HSE and construction team
2.6 | Upgardation and Maintenance requirement of public road (Please mention the thickness of the road and the type of material for maintenance purpose if required) | Mtr | -
3 | Road bank protection if required
a | PCC layer of 100mm thick on either side of road embankment | Cum | N/A
b | Stone Pitching of 150mm on either side of Road Embankment | Cum | N/A
c | Pipe Culverts (XXX mm dia) in Road Embankment Section (On natural creek) | Nos |  | As per Electrical Input
| Cable road crossing | SET | 0
| Cable road crossing | SET | 0
| Cable road crossing | SET | 0
Road cable Crossing Supply, installation and commissoning of (PVC pipe with reinforced concrete duct bank). with length exceeding 500 mm beyond road limit with compaction of sand and bedding material with proper installation of cable and Road Crossing Marker at both the ends along other necessary work required. Excavate,Supply and lay PVC ducts including concrete, backfill & well consolidate Refer attached drawing
1 | XXXX Way Duct bank of xxxx meter length | Nos. |  | As per Electrical Input
Road cable Crossing Supply, installation and commissoning of (directly buried hume pipe). with length exceeding 500 mm beyond road limit with compaction of backfilling and bedding material with proper installation of cable and Road Crossing Marker at both the ends along other necessary work required. Excavate,Supply and lay hume pipe, backfill & well consolidate Refer attached drawing
1 | 2 Way Duct bank of xxxx meter length (internal) | Nos.
2 | 3 Way Duct bank of xxxx meter length (internal) | Nos.
3 | Please insert relevant item with specification
4 | XXXX Way Duct bank of xxxx meter length (External) - HDD | Nos.
c | Hume pipe for cable crossings | Nos | - | As per Electrical Input
RCC HUME PIPE - OPTION 1
| NP 3 class RCC Hume Pipe with ID of 200mm, 6000mm length & associated Collars/Sockets. | Nos | 18
| NP 3 class RCC Hume Pipe with ID of 250mm, 10000mm length & associated Collars/Sockets. | Nos | -
| NP 3 class RCC Hume Pipe with ID of 100mm, 6000mm length & associated Collars/Sockets. | Nos | 46
| HDPE PIPE - OPTION 2 | Nos |  | As per Electrical Input
| HDPE Pipe with ID of 250mm, 6000mm length & associated Collars/Sockets. | Nos
| HDPE Pipe with ID of 250mm, 10000mm length & associated Collars/Sockets. | Nos
| HDPE Pipe with ID of 100mm, 6000mm length & associated Collars/Sockets. | Nos
Natural stream cable crossing shall be considered additional item
4 | Water Main/ Gas pipeline and road crossings | lot | -
C | Drainage Works
Ford
1 | Type 1- 50m length | Nos
2 | Type 2- 100m length | Nos
3 | Type 3- 150m length | Nos
4 | Type 4- 200m length | Nos | -
5 | Type 5- 300m length | Nos | -
Break-Up
1a | Civil works for External drain Stone Pitched type Trapezoidal shape with 150mm thick stone pitching Longitudinal drainage works. Triangular/Trapezoidal ditch in earth, executed with mechanical means, of variable width and depth at hydraulic drag level; including tracing, levelling and verification of lines and levels at the end of the conformation, compaction, slope fine tuning, auxiliary equipment, and everything necessary for its correct execution. | Mtr | -
| Excavation | Cum | -
| Backfilling and compaction (if required) | Cum | -
| Stone pitching | Cum | -
1b | Civil works for Embankment to protect against run-off coming from outside Embankment with RipRap/Stone Pitching (Stone size D50 = 150mm) | Mtr | -
| Excavation | Cum | -
| Earth Filling with selected excavated material for preparation of subgrade, loading, transporting, depositing in loose layers each of 200 mm thickness, after removing/breaking clods etc. watering to optimum moisture content and compacting using mechanical means such as vibratory roller etc., each layer to 95% of maximum dry density (Modified proctor density) etc. | Cum | -
| Volume of Stone | Cum | -
1c | Civil works for Internal drain Stone Pitched type Trapezoidal shape with 150mm thick stone pitching Longitudinal drainage works. Triangular/Trapezoidal ditch in earth, executed with mechanical means, of variable width and depth at hydraulic drag level; including tracing, levelling and verification of lines and levels at the end of the conformation, compaction, slope fine tuning, auxiliary equipment, and everything necessary for its correct execution. | Mtr | -
| Excavation | Cum | -
| Backfilling and compaction (if required) | Cum | -
| Stone pitching | Cum | -
2 | Civil works for Earthen drain (V shape or Trapezoidal shape) 0.5 m deep and 1.0 m top width Longitudinal drainage works. Triangular ditch in earth, executed with mechanical means, of variable width and depth at hydraulic drag level; including tracing, levelling and verification of lines and levels at the end of the conformation, compaction, slope fine tuning, auxiliary equipment, and everything necessary for its correct execution. | Mtr | -
| Excavation | Cum | -
| Backfilling | Cum | -
| compaction (if required) | Sqm | -
3 | Civil works for RCC Drain (TW, BW and Depth,RCC thickness) TW-0.3m BW-0.3m Depth -0.6m Longitudinal drainage works. Triangular and/or trapezoidal ditch with concrete lining HM-30/B/20/XA1 of 80 mm thick (minimum), executed with mechanical means, of variable width and depth at hydraulic drag level; including tracing, levelling and verification of lines and levels at the end of the conformation, compaction, slope fine tuning, auxiliary equipment, and everything necessary for its correct execution. | Mtr | -
| Excavation | Cum | -
| Backfilling | Cum | -
| Compaction | Sqm | -
| Concrete quantity for drain base & wall (without top cover) | Cum | -
| Reinforcement quantity drain base & wall | mt | -
4 | Civil works for Precast Drain (TW, BW and Depth,PCC thickness) | Mtr | -
| Excavation | Cum | -
| Compaction | Cum | -
5 | Civil works for Semi lines Drain/ Grass lining Drain- TW-1.55m BW-0.5m Depth -0.65m Remarks Actrivity for Grass lining Drain reprofiling work : De-watering will be necessary to manage the existing water flow, which may require stopping the current water inlet. Additionally, it is essential to clear the existing drainage system to ensure proper functionality. During the reprofiling work of the current drain, there may be a possibility of rerouting to enhance efficiency and effectiveness. Longitudinal drainage works. Triangular and/or trapezoidal ditch revegetated with coconut netting or equivalent, executed with mechanical means, of variable width and depth at hydraulic drag level; including tracing, levelling and verification of lines and levels at the end of the conformation, compaction, slope fine tuning, auxiliary equipment, and everything necessary for its correct execution. | Mtr | -
| Excavation | Cum | -
| Backfilling and compaction (if required) | Cum | -
| Compaction | Sqm | -
| Grass Lining -Mesh | Sqm | -
| Stone Pitching | Cum | -
| Concrete (please mention grade) | Cum | -
k | Carting away disposed off material to a lead of 1 km including loading into the tipper/dumper/truck and disposing off as per engineers requirement. | Cum | -
6 | Ford crossing (please mention the length and width and thickness) length will be provided and other details can be referred in c/s provided in drawing | Nos | 35 | Length of frod crossing = 10m each
| Removal of Stone walls & Placing of box culvert 1m height 2mtr length 1.5m wide of Rebuilding of stone walls | Nos
a | Site supervision / Provision for traffic / site facilities | LS
b | Excavation, ( shall include clearing, grubbing, top soil removal etc as required) | CUM
c | Subgrade CBR testing | No
d | Supply and installation of geotextile membrane - geotextile bidum A29 or equivalent | Sqm
e | Subgrade treatment, replace with unbound granular material | Cum
f | Rock protection | Cum
7 | Culverts
i | Pipe Culverts (450 mm dia) in Road Embankment Section consider length of 5 m at each crossing | Nos | -
ii | Pipe Culverts (750 mm dia) in Road Embankment Section consider length of 5 m at each crossing and with collelction pit on both side. | Nos | -
iii | Ford Crossing | Nos | -
iva | Box Culvert (Box Culverts of 3mX0.9m width of 3.57m and length of 1.22m for road crossing in wadi area as per SANS 986) | Nos | -
ivb | Base Slabs (3.6mX3m) for ractangular portal box culvert as per SANS 986 | Nos | -
8 | Culverts for internal road
a | Wing wall and headwall each to suit site as per culvert drawing (50m wide) | Nos | -
b | 1m RCP (5.5m length) | Nos | -
c | 0.5m RCP (5.5m length) | Nos | -
d | Rock Protection as per drawing 600mm thick layer | Sq.m | -
e | Rock Protection as per drawing 400mm thick layer | Sq.m | -
f | Geotextile A34 or equivalent | Sq.m | -
g | Fill/Backfill and sidefill | Cu.m | -
h | Steel Beam Guard Rail W beam with supports | Mtr | -
i | Steel beam guard rail end terminal TL2 | Nos | -
9 | Culvert for natural creek crossing | Nos | -
10 | Subsoil Drain Pipe (perforated) as per Eskom Drainage standard 240-153000199, embeded in Gravel spread near RC Electrical trench | Mtr | -
Di | Fencing (Periphery fence) & Gates
1 | 2.5m high fence as per ROP standards | Mtr | 9000 | As per ROP stansard, however detail of this standard is not available with us
2 | Chain Link Mesh 75X75 (12 SWG) 3m C/C , Total height 2.5m High above finished ground including 0.5m buried height ( minimum 3m total height ) with 3 Rows of barbed wire at top . - Requirement as per Tender | Mtr
Fence Crossing Streams
i | 1Post (Size 100x100x2mm) | Nos
ii | 2 Stay Post (Size65x65x1.5mm) | Nos
iii | 3Foundation of Post - Depth-2m | Nos
iv | 4Foundation of Stay Post - Depth-1.5m | Nos
3 | Gates for switch yard/ Transformers | Nos
4 | Main access gate to site must be as minimum 6m wide (assumed) motorised gate | Nos | 1 | As per ROP stansard, however detail of this standard is not available with us
4.1 | Secondary gates manually operated (6 meter) | Nos
4.2 | Vehicular access security gates shall be provided for the full road width of the entrance road. | Nos
5 | Silt Fence (if applicable) as erosion control mechanism
6 | cattle fence (Height 1.8)as per Australian standard requirements, with numbers of gates | Mtr
6.1 | Secondary gates manually operated (4 meter) for TPZ | Nos
6.2 | 1.5m wide (assumed) Pedestrian gates for TPZ | Nos | 1 | As per ROP stansard, however detail of this standard is not available with us
7 | Cattle fence(Height 1.5m) for meteorological stations | Mtr | -
8 | Pedestrian gates for meteorological stations | Nos | -
9 | Flood fence Grid on fence and creek crossings | Sq.m
10 | Temporary gates manually operated (6 meter) | Nos
11 | IP Interphone System for Main Gates & MCR with Main Gate Control | lot
D | Subtotal - Fencing
Dii | Fencing (Laydown Area) & Gates
1 | 2.5m high fence as per ROP standards | Mtr | - | Laydown area, site offices and other facilities needs to be taken by BD team separatly.
2 | Chain Link Mesh 75X75 (12 SWG) 3m C/C , Total height 2.5m High above finished ground including 0.5m buried height ( minimum 3m total height ) with 3 Rows of barbed wire at top . - Requirement as per Tender | Mtr
Fence Crossing Streams
i | 1Post (Size 100x100x2mm) | Nos
ii | 2 Stay Post (Size65x65x1.5mm) | Nos
iii | 3Foundation of Post - Depth-2m | Nos
iv | 4Foundation of Stay Post - Depth-1.5m | Nos
3 | Gates for switch yard/ Transformers | Nos
4 | Main access gate to site must be as minimum an 6m motorised . | Nos | -
4.1 | Secondary gates manually operated (6 meter) | Nos
4.2 | Vehicular access security gates shall be provided for the full road width of the entrance road. | Nos
5 | Silt Fence (if applicable) as erosion control mechanism
6 | cattle fence (Height 1.8)as per Australian standard requirements, with numbers of gates | Mtr
6.1 | Secondary gates manually operated (4 meter) for TPZ | Nos
6.2 | 1.5m wide Pedestrian gates for TPZ | Nos | -
7 | Cattle fence(Height 1.5m) for meteorological stations | Mtr | -
8 | Pedestrian gates for meteorological stations | Nos | -
9 | Flood fence Grid on fence and creek crossings | Sq.m
10 | Temporary gates manually operated (6 meter) | Nos
11 | IP Interphone System for Main Gates & MCR with Main Gate Control | lot
D | Subtotal - Fencing
Diii | Fencing (Switchyard Area) & Gates
1 | 2.5m high fence as per ROP standards | Mtr | 365
2 | Chain Link Mesh 75X75 (12 SWG) 3m C/C , Total height 2.5m High above finished ground including 0.5m buried height ( minimum 3m total height ) with 3 Rows of barbed wire at top . - Requirement as per Tender | Mtr
Fence Crossing Streams
i | 1Post (Size 100x100x2mm) | Nos
ii | 2 Stay Post (Size65x65x1.5mm) | Nos
iii | 3Foundation of Post - Depth-2m | Nos
iv | 4Foundation of Stay Post - Depth-1.5m | Nos
3 | Gates for switch yard/ Transformers | Nos
4 | Main access gate to site must be as minimum an 6m wide (double leaf swing type gate) | Nos | 2
4.1 | Secondary gates manually operated (4 meter) | Nos | 2
4.2 | Vehicular access security gates shall be provided for the full road width of the entrance road. | Nos
5 | Silt Fence (if applicable) as erosion control mechanism
6 | cattle fence (Height 1.8)as per Australian standard requirements, with numbers of gates | Mtr
6.1 | Secondary gates manually operated (4 meter) for TPZ | Nos
6.2 | 1.5m wide wicket gates | Nos | -
7 | Cattle fence(Height 1.5m) for meteorological stations | Mtr | -
8 | Pedestrian gates for meteorological stations | Nos | -
9 | Flood fence Grid on fence and creek crossings | Sq.m
10 | Temporary gates manually operated (6 meter) | Nos
11 | IP Interphone System for Main Gates & MCR with Main Gate Control | lot
D | Subtotal - Fencing
E | Civil Foundations
1 | Foundation for Inverter Transformer along with necessary gravel filling | No | -
2 | Foundation for RMU | No | -
3 | Foundation for External Lighting Poles | No | 483
4 | Foundation for CCTV Poles | No | 137
5 | Foundation for Inverter skid | No | - | Since there is no information available about Skid above ground for cable bending radius, it is considered 500mm above NGL & we have not considered any platform around MV skid
6 | SCB/ Switch box/JB | No | 1511
7 | String Inverter | No | N/A
8 | Foundation of LT Panel, if applicable | No | N/A
9 | Foundation of Lightning Arrestor | No | 81
10 | Foundation of Capacitor Bank | No | -
11 | Foundation of RF Antennae (if separate) | No | - | As per Tracker Vendor Offer
12 | Foundation of NCU/ Tracker communication box | No | 68
13 | Foundation for Cable Tray | No | 3201 | (Only for PV Area Excluding MCR & Switchyard)
14 | Foundation for WMS | No | 4
15 | Foundations for DG Set | No | 1
16 | Foundation for Aux Transformer (500 KVA) & NGT | No | 4
17 | Foundation for Power Transformer (155MVA) | No | 2
18 | Foundation for Domestic Water Tank | No | -
19a | Foundation with pedestal for Battery Rack (RCC Isolated Foundation) | No | -
19b | Foundation with pedestal for MV Skid (RCC Isolated Foundation) | No | 34 | Each MV Skid contains 10 nos. of RCC Isolated Footing
20 | Foundation for RF Antennae | No | 34
21 | Foundation for Burn Oil Pit with rcc wall | No | 35
22 | Any other equipment which needs foundation | No
F | Foundation for Module Mounting Structure
9.1 | Foundations for Module Mounting Structure with placement of structure leg (as per drawing) including cost of all materials, labor and machinery and including vibrating/compacting, finishing, curing and cleaning etc.,
a | Foundations for Module Mounting Structure - Concrete Piling XXX mtr embedment | Nos |  | Due to unavailibility on tracker offer for Marsa Location, we can not evaluate it
| Refusal % of foundation and type of foundation for refusal | Nos
| Proof testing (1%) | Nos
b | Ramming of required length | Nos
| Refusal % of foundation and type of foundation for refusal | Nos
| Proof testing (1%) | Nos
c | Pre- drill for required length | Nos
| Refusal % of foundation and type of foundation for refusal | Nos
| Proof testing (1%) | Nos
9.2 | Additional Post for Module Mounting Structure with placement of structure leg in creek (as per layout) including cost of all materials, labor and machinery and including vibrating/compacting, finishing, curing and cleaning etc.,
a | Additional stub length (approx range of 100 to 1400mm) + ground clearance + ramming depth to taken | No of tables
d | Any other type of foundation | Nos
Refusal % and type of foundation for refusal
G | Rooms and Buildings
G | Sanctioning Station
1 | Supply, Design and Construcution of Sanctioning Satation as per Local standards involving all Site preparation, Civil foundation, Structure, Electrical (internal wiring, cabling etc), Plumbing, sanitory and other allied works including septic tank and overhead water tank etc. Approval of same via local statutory authorities shall be in Contractor Scope. - (Refer drawing with RFP) - sqmtr | Sqm | -
1a | Supply, Design and Construcution of 33KV Switchgear room as per Local standards involving all Site preparation, Civil foundation, Structure, Electrical (internal wiring, cabling etc), Plumbing, sanitory and other allied works including septic tank and water tank on grade etc. Approval of same via local statutory authorities shall be in Contractor Scope.(RCC Building) | Sqm | 352.75
1b | Supply, Design and Construcution of Control Room Building as per Local standards involving all Site preparation, Civil foundation, Structure, Electrical (internal wiring, cabling etc), Plumbing, sanitory and other allied works including septic tank and overhead water tank etc. Approval of same via local statutory authorities shall be in Contractor Scope. - (RCC Building) | Sqm | 576
1c | Excavation under MV panels (in control room building for panel installation) | CUM
1d | Temporary Site Office (Portable Cabin) | Sqm | 300 | Equivalent Porta Cabins to be considered as per required size
2 | Over head water tank - Syntex/type of tank to be mentioned (Size of tank) | Nos
2.i | Water tank along with foundation (Ground mounted) | Nos
3 | Septic tank & Soak pit | Nos | 2
3 | Complete Furniture | LOT | -
4 | Supply and construction of Security Cabins involving all Site preparation, Civil foundation, Structure, Electrical (internal wiring, cabling etc), Plumbing, sanitary and other allied works including septic tank and overhead water tank etc. (Refer drawing with RFP) | Sqm | -
5 | Supply and construction of Gate House involving all Site preparation, Civil foundation, Structure, Electrical (internal wiring, cabling etc), Plumbing, sanitary and other allied works including septic tank and on grade water tank etc. (Refer drawing with RFP) | Sqm | 16
6 | Supply, Erection of Storage Shed/ Ware House as per Local standards involving all Site preparation, Civil foundation, Structure, Electrical (internal wiring, cabling etc.), Approval of same via local statutory authorities shall be in Contractor Scope. (PEB Structure) | Sqm | 345
7 | Supply, Erection of Storage Container as per Local standards involving all Site preparation, Civil foundation, Electrical (internal wiring, cabling etc.), Approval of same via local statutory authorities shall be in Contractor Scope. | Sqm
8 | Supply, Design and Construcution of Aux room (LT panel room) with exhaust fans as per local standards involving all Site preparation, Civil foundation, Structure, Electrical (internal wiring, cabling etc). Approval of same via local statutory authorities. 3x3 mtr | Nos
9 | Supply and Construction of parking area involving all Site preparation, Civil foundation, Structure, other allied works. | sqm | 136 | Covered car parking (1 lot = 6 car perking)
10 | Supply, Erection of Pump house as per Local standards involving all Site preparation, Civil foundation, Structure, Electrical (internal wiring, cabling etc.), Approval of same via local statutory authorities shall be in Contractor Scope. (refer layout drawing) | Sqm | -
11 | Supply, Erection of DG SET as per Local standards involving all Site preparation, Civil foundation, Structure, Electrical (internal wiring, cabling etc.), Approval of same via local statutory authorities shall be in Contractor Scope. (refer layout drawing) | Sqm | -
12 | WTP (if required) | Nos | -
13 | STP (if required) | Nos | -
14 | Rain Water Harvesting (along with methodology) | Nos | -
H | Cable Trenches Civil works, all as per drawings |  |  | Refer separate worksheet
Insert requirement
i | Type A (800mm(W) X 900mm(D)) | mtr | -
ii | Type B (1600mm(W) X 900mm(D)) | mtr
iii | (350mm(W) X 1200mm(D)) | mtr
iv | For MV cables (950mm(W) X 1050mm(D)) | mtr
v | For MV cables (1200mm(W) X 1050mm(D)) | mtr
vi | For LV cables (300mm(W) X 600mm(D)) | mtr
vii | Finger Trench (mention size) | mtr
| Excavation type in normal soil (% of total excavation) | % | 60
| Excavation type in hard soil (% of total excavation) | % | 30
| Excavation type in hard rock (% of total excavation) | % | 10
| Dewatering (if required) for excavation (% of total excavation) | %
vii | Cable Pull Pit - MV CABLE : Supply, Installation and testing of pre-case pull pit with side walls and precast concrete/ PVC cover as per following sizes
| Size: 1000 (W)X 2300(L) X 1800(H) | Nos | 128
| Set of Trefoil Conduits | sets
| Size: 1200 (W)X 1500(L) X 1700(H) | Nos
| Set of Trefoil Conduits | sets
| Size: 2000 (W)X 1500(L) X 2800(H) | Nos
| Set of Trefoil Conduits | sets
viiI | Cable Joint Pit - MV CABLE : Supply, Installation and testing of pre-case pull pit with side walls and precast concrete/ PVC cover as per following sizes
| Size: 700 (W)X 2400(L) X 1700(H) | Nos
| Set of Trefoil Conduits | sets
| Size: 1200 (W)X 2400(L) X 1700(H) | Nos
| Set of Trefoil Conduits | sets
| Size: 1720 (W)X 2400(L) X 1700(H) | Nos
| Set of Trefoil Conduits | sets
| Size: 2000 (W)X 2400(L) X 1700(H) | Nos
| Set of Trefoil Conduits | sets
| Size: 2000 (W)X 2400(L) X 2800(H) | Nos
| Set of Trefoil Conduits | sets
xi
| (1800mm(W) X 1800mm(D)) RCC cable trench | mtr | 200
| Earth work in excavation over areas including disposal of excavated earth lead upto 50m as per Local Regulation, with machinery, labour, dewatering, equipment and lift upto 900 mm ; in all kinds of soil, weathered rock, except hard rock required Blasting; disposed earth to be levelled and neatly dressed. all complete as per specification, drawing & as per direction of Engineer In Charge. | CUM | 882
| Supply & Back filling at the bottom of cable trench with sifted soil or with approved soft sand of TR value of 1 k m/W, compacted to a minimum depth of 200 mm to form a bed below & above (for cables/Conduits) inlcuding , loading, transporting, watering to optimum moisture content and compacting using mechanical means all complete as per specification, drawings and instructions of the Engineer in charge | CUM | -
| Back filling with sifted soil or with approved soft sand of TR value of 1 k m/W, compacted till matching with FGL to form a bed (consolidating each deposited layers by ramming and watering etc)inlcuding , loading, transporting, watering to optimum moisture content and compacting using mechanical means (machinary) complete including all lead and lift & complete as per specification, drawings and instructions of the Engineer in charge . | CUM
| Conctrete quantity | CUM | 238
| Reinforcement quantity | mt | 23.8
| Type 1 (150mm(W) X 600mm(D)) DC String Cable Tranch | mtr | 7920
| Earth work in excavation over areas including disposal of excavated earth lead upto 50m as per Local Regulation, with machinery, labour, dewatering, equipment and lift upto 900 mm ; in all kinds of soil, weathered rock, except hard rock required Blasting; disposed earth to be levelled and neatly dressed. all complete as per specification, drawing & as per direction of Engineer In Charge. | CUM
| Supply & Back filling at the bottom of cable trench with sifted soil or with approved soft sand of TR value of 1 k m/W, compacted to a minimum depth of 200 mm to form a bed below & above (for cables/Conduits) inlcuding , loading, transporting, watering to optimum moisture content and compacting using mechanical means all complete as per specification, drawings and instructions of the Engineer in charge | CUM
| Back filling with sifted soil or with approved soft sand of TR value of 1 k m/W, compacted till matching with FGL to form a bed (consolidating each deposited layers by ramming and watering etc)inlcuding , loading, transporting, watering to optimum moisture content and compacting using mechanical means (machinary) complete including all lead and lift & complete as per specification, drawings and instructions of the Engineer in charge . | CUM
| Conctrete quantity | CUM
| Reinforcement quantity | mt
| Type 2 (300mm(W) X 600mm(D)) DC String Cable Tranch | mtr | 31680
| Earth work in excavation over areas including disposal of excavated earth lead upto 50m as per Local Regulation, with machinery, labour, dewatering, equipment and lift upto 900 mm ; in all kinds of soil, weathered rock, except hard rock required Blasting; disposed earth to be levelled and neatly dressed. all complete as per specification, drawing & as per direction of Engineer In Charge. | CUM
| Supply & Back filling at the bottom of cable trench with sifted soil or with approved soft sand of TR value of 1 k m/W, compacted to a minimum depth of 200 mm to form a bed below & above (for cables/Conduits) inlcuding , loading, transporting, watering to optimum moisture content and compacting using mechanical means all complete as per specification, drawings and instructions of the Engineer in charge | CUM
| Back filling with sifted soil or with approved soft sand of TR value of 1 k m/W, compacted till matching with FGL to form a bed (consolidating each deposited layers by ramming and watering etc)inlcuding , loading, transporting, watering to optimum moisture content and compacting using mechanical means (machinary) complete including all lead and lift & complete as per specification, drawings and instructions of the Engineer in charge . | CUM
| Conctrete quantity | CUM
| Reinforcement quantity | mt
| Type 3 (200mm(W) X 900mm(D)) DC Main Cable Tranch | mtr | 33898
| Earth work in excavation over areas including disposal of excavated earth lead upto 50m as per Local Regulation, with machinery, labour, dewatering, equipment and lift upto 900 mm ; in all kinds of soil, weathered rock, except hard rock required Blasting; disposed earth to be levelled and neatly dressed. all complete as per specification, drawing & as per direction of Engineer In Charge. | CUM
| Supply & Back filling at the bottom of cable trench with sifted soil or with approved soft sand of TR value of 1 k m/W, compacted to a minimum depth of 200 mm to form a bed below & above (for cables/Conduits) inlcuding , loading, transporting, watering to optimum moisture content and compacting using mechanical means all complete as per specification, drawings and instructions of the Engineer in charge | CUM
| Back filling with sifted soil or with approved soft sand of TR value of 1 k m/W, compacted till matching with FGL to form a bed (consolidating each deposited layers by ramming and watering etc)inlcuding , loading, transporting, watering to optimum moisture content and compacting using mechanical means (machinary) complete including all lead and lift & complete as per specification, drawings and instructions of the Engineer in charge . | CUM
| Conctrete quantity | CUM
| Reinforcement quantity | mt
| Type 4 (300mm(W) X 900mm(D)) DC Main Cable Tranch | mtr | 38478
| Earth work in excavation over areas including disposal of excavated earth lead upto 50m as per Local Regulation, with machinery, labour, dewatering, equipment and lift upto 900 mm ; in all kinds of soil, weathered rock, except hard rock required Blasting; disposed earth to be levelled and neatly dressed. all complete as per specification, drawing & as per direction of Engineer In Charge. | CUM
| Supply & Back filling at the bottom of cable trench with sifted soil or with approved soft sand of TR value of 1 k m/W, compacted to a minimum depth of 200 mm to form a bed below & above (for cables/Conduits) inlcuding , loading, transporting, watering to optimum moisture content and compacting using mechanical means all complete as per specification, drawings and instructions of the Engineer in charge | CUM
| Back filling with sifted soil or with approved soft sand of TR value of 1 k m/W, compacted till matching with FGL to form a bed (consolidating each deposited layers by ramming and watering etc)inlcuding , loading, transporting, watering to optimum moisture content and compacting using mechanical means (machinary) complete including all lead and lift & complete as per specification, drawings and instructions of the Engineer in charge . | CUM
| Conctrete quantity | CUM
| Reinforcement quantity | mt
| Type 5 (500mm(W) X 900mm(D)) DC Main Cable Tranch | mtr | 86420
| Earth work in excavation over areas including disposal of excavated earth lead upto 50m as per Local Regulation, with machinery, labour, dewatering, equipment and lift upto 900 mm ; in all kinds of soil, weathered rock, except hard rock required Blasting; disposed earth to be levelled and neatly dressed. all complete as per specification, drawing & as per direction of Engineer In Charge. | CUM
| Supply & Back filling at the bottom of cable trench with sifted soil or with approved soft sand of TR value of 1 k m/W, compacted to a minimum depth of 200 mm to form a bed below & above (for cables/Conduits) inlcuding , loading, transporting, watering to optimum moisture content and compacting using mechanical means all complete as per specification, drawings and instructions of the Engineer in charge | CUM
| Back filling with sifted soil or with approved soft sand of TR value of 1 k m/W, compacted till matching with FGL to form a bed (consolidating each deposited layers by ramming and watering etc)inlcuding , loading, transporting, watering to optimum moisture content and compacting using mechanical means (machinary) complete including all lead and lift & complete as per specification, drawings and instructions of the Engineer in charge . | CUM
Conctrete quantity
Reinforcement quantity
| Type 6 (300mm(W) X 1000mm(D)) MV Cable Tranch | mtr | 30590
| Earth work in excavation over areas including disposal of excavated earth lead upto 50m as per Local Regulation, with machinery, labour, dewatering, equipment and lift upto 900 mm ; in all kinds of soil, weathered rock, except hard rock required Blasting; disposed earth to be levelled and neatly dressed. all complete as per specification, drawing & as per direction of Engineer In Charge. | CUM
| Supply & Back filling at the bottom of cable trench with sifted soil or with approved soft sand of TR value of 1 k m/W, compacted to a minimum depth of 200 mm to form a bed below & above (for cables/Conduits) inlcuding , loading, transporting, watering to optimum moisture content and compacting using mechanical means all complete as per specification, drawings and instructions of the Engineer in charge | CUM
| Back filling with sifted soil or with approved soft sand of TR value of 1 k m/W, compacted till matching with FGL to form a bed (consolidating each deposited layers by ramming and watering etc)inlcuding , loading, transporting, watering to optimum moisture content and compacting using mechanical means (machinary) complete including all lead and lift & complete as per specification, drawings and instructions of the Engineer in charge . | CUM
| Type 7 (1000mm(W) X 1000mm(D)) MV Cable Tranch | mtr | -
| Earth work in excavation over areas including disposal of excavated earth lead upto 50m as per Local Regulation, with machinery, labour, dewatering, equipment and lift upto 900 mm ; in all kinds of soil, weathered rock, except hard rock required Blasting; disposed earth to be levelled and neatly dressed. all complete as per specification, drawing & as per direction of Engineer In Charge. | CUM
| Supply & Back filling at the bottom of cable trench with sifted soil or with approved soft sand of TR value of 1 k m/W, compacted to a minimum depth of 200 mm to form a bed below & above (for cables/Conduits) inlcuding , loading, transporting, watering to optimum moisture content and compacting using mechanical means all complete as per specification, drawings and instructions of the Engineer in charge | CUM
| Back filling with sifted soil or with approved soft sand of TR value of 1 k m/W, compacted till matching with FGL to form a bed (consolidating each deposited layers by ramming and watering etc)inlcuding , loading, transporting, watering to optimum moisture content and compacting using mechanical means (machinary) complete including all lead and lift & complete as per specification, drawings and instructions of the Engineer in charge . | CUM
| Type 8 (500mm(W) X 600mm(D)) Periphery Aux Cable & Earthing Tranch | mtr | 11709.5
| Earth work in excavation over areas including disposal of excavated earth lead upto 50m as per Local Regulation, with machinery, labour, dewatering, equipment and lift upto 900 mm ; in all kinds of soil, weathered rock, except hard rock required Blasting; disposed earth to be levelled and neatly dressed. all complete as per specification, drawing & as per direction of Engineer In Charge. | CUM
| Supply & Back filling at the bottom of cable trench with sifted soil or with approved soft sand of TR value of 1 k m/W, compacted to a minimum depth of 200 mm to form a bed below & above (for cables/Conduits) inlcuding , loading, transporting, watering to optimum moisture content and compacting using mechanical means all complete as per specification, drawings and instructions of the Engineer in charge | CUM
| Back filling with sifted soil or with approved soft sand of TR value of 1 k m/W, compacted till matching with FGL to form a bed (consolidating each deposited layers by ramming and watering etc)inlcuding , loading, transporting, watering to optimum moisture content and compacting using mechanical means (machinary) complete including all lead and lift & complete as per specification, drawings and instructions of the Engineer in charge . | CUM
| Type 9 (150mm(W) X 600mm(D)) Earthing Tranch | mtr | 15800
| Earth work in excavation over areas including disposal of excavated earth lead upto 50m as per Local Regulation, with machinery, labour, dewatering, equipment and lift upto 900 mm ; in all kinds of soil, weathered rock, except hard rock required Blasting; disposed earth to be levelled and neatly dressed. all complete as per specification, drawing & as per direction of Engineer In Charge. | CUM
| Supply & Back filling at the bottom of cable trench with sifted soil or with approved soft sand of TR value of 1 k m/W, compacted to a minimum depth of 200 mm to form a bed below & above (for cables/Conduits) inlcuding , loading, transporting, watering to optimum moisture content and compacting using mechanical means all complete as per specification, drawings and instructions of the Engineer in charge | CUM
| Back filling with sifted soil or with approved soft sand of TR value of 1 k m/W, compacted till matching with FGL to form a bed (consolidating each deposited layers by ramming and watering etc)inlcuding , loading, transporting, watering to optimum moisture content and compacting using mechanical means (machinary) complete including all lead and lift & complete as per specification, drawings and instructions of the Engineer in charge . | CUM
| For MV cables ( 1900mm (W) X 1400mm (D)) | mtr
| Earth work in excavation over areas including disposal of excavated earth lead upto 50m as per Local Regulation, with machinery, labour, dewatering, equipment and lift upto 900 mm ; in all kinds of soil, weathered rock, except hard rock required Blasting; disposed earth to be levelled and neatly dressed. all complete as per specification, drawing & as per direction of Engineer In Charge. | CUM
| Supply & Back filling at the bottom of cable trench with sifted soil or with approved soft sand of TR value of 1 k m/W, compacted to a minimum depth of 200 mm to form a bed below & above (for cables/Conduits) inlcuding , loading, transporting, watering to optimum moisture content and compacting using mechanical means all complete as per specification, drawings and instructions of the Engineer in charge | CUM
| Back filling with sifted soil or with approved soft sand of TR value of 1 k m/W, compacted till matching with FGL to form a bed (consolidating each deposited layers by ramming and watering etc)inlcuding , loading, transporting, watering to optimum moisture content and compacting using mechanical means (machinary) complete including all lead and lift & complete as per specification, drawings and instructions of the Engineer in charge . | CUM
| For MV cables ( 1100mm (W) X 1400mm (D)) | mtr
| Earth work in excavation over areas including disposal of excavated earth lead upto 50m as per Local Regulation, with machinery, labour, dewatering, equipment and lift upto 900 mm ; in all kinds of soil, weathered rock, except hard rock required Blasting; disposed earth to be levelled and neatly dressed. all complete as per specification, drawing & as per direction of Engineer In Charge. | CUM
| Supply & Back filling at the bottom of cable trench with sifted soil or with approved soft sand of TR value of 1 k m/W, compacted to a minimum depth of 200 mm to form a bed below & above (for cables/Conduits) inlcuding , loading, transporting, watering to optimum moisture content and compacting using mechanical means all complete as per specification, drawings and instructions of the Engineer in charge | CUM
| Back filling with sifted soil or with approved soft sand of TR value of 1 k m/W, compacted till matching with FGL to form a bed (consolidating each deposited layers by ramming and watering etc)inlcuding , loading, transporting, watering to optimum moisture content and compacting using mechanical means (machinary) complete including all lead and lift & complete as per specification, drawings and instructions of the Engineer in charge . | CUM
| For MV cables ( 1500mm (W) X 2600mm (D)) | mtr
| Earth work in excavation over areas including disposal of excavated earth lead upto 50m as per Local Regulation, with machinery, labour, dewatering, equipment and lift upto 900 mm ; in all kinds of soil, weathered rock, except hard rock required Blasting; disposed earth to be levelled and neatly dressed. all complete as per specification, drawing & as per direction of Engineer In Charge. | CUM
| Supply & Back filling at the bottom of cable trench with sifted soil or with approved soft sand of TR value of 1 k m/W, compacted to a minimum depth of 200 mm to form a bed below & above (for cables/Conduits) inlcuding , loading, transporting, watering to optimum moisture content and compacting using mechanical means all complete as per specification, drawings and instructions of the Engineer in charge | CUM
| Back filling with sifted soil or with approved soft sand of TR value of 1 k m/W, compacted till matching with FGL to form a bed (consolidating each deposited layers by ramming and watering etc)inlcuding , loading, transporting, watering to optimum moisture content and compacting using mechanical means (machinary) complete including all lead and lift & complete as per specification, drawings and instructions of the Engineer in charge . | CUM
xi | 33 kV LV AC cable trench
| For LV cables ( 300mm (W) X 1000mm (D)) | mtr
| Earth work in excavation over areas including disposal of excavated earth lead upto 50m as per Local Regulation, with machinery, labour, dewatering, equipment and lift upto 900 mm ; in all kinds of soil, weathered rock, except hard rock required Blasting; disposed earth to be levelled and neatly dressed. all complete as per specification, drawing & as per direction of Engineer In Charge. | CUM
| Supply & Back filling at the bottom of cable trench with sifted soil or with approved soft sand of TR value of 1 k m/W, compacted to a minimum depth of 200 mm to form a bed below & above (for cables/Conduits) inlcuding , loading, transporting, watering to optimum moisture content and compacting using mechanical means all complete as per specification, drawings and instructions of the Engineer in charge | CUM
| Back filling with sifted soil or with approved soft sand of TR value of 1 k m/W, compacted till matching with FGL to form a bed (consolidating each deposited layers by ramming and watering etc)inlcuding , loading, transporting, watering to optimum moisture content and compacting using mechanical means (machinary) complete including all lead and lift & complete as per specification, drawings and instructions of the Engineer in charge . | CUM
| For LV cables ( 300mm (W) X 1000mm (D)) | mtr
| Earth work in excavation over areas including disposal of excavated earth lead upto 50m as per Local Regulation, with machinery, labour, dewatering, equipment and lift upto 900 mm ; in all kinds of soil, weathered rock, except hard rock required Blasting; disposed earth to be levelled and neatly dressed. all complete as per specification, drawing & as per direction of Engineer In Charge. | CUM
| Supply & Back filling at the bottom of cable trench with sifted soil or with approved soft sand of TR value of 1 k m/W, compacted to a minimum depth of 200 mm to form a bed below & above (for cables/Conduits) inlcuding , loading, transporting, watering to optimum moisture content and compacting using mechanical means all complete as per specification, drawings and instructions of the Engineer in charge | CUM
| Back filling with sifted soil or with approved soft sand of TR value of 1 k m/W, compacted till matching with FGL to form a bed (consolidating each deposited layers by ramming and watering etc)inlcuding , loading, transporting, watering to optimum moisture content and compacting using mechanical means (machinary) complete including all lead and lift & complete as per specification, drawings and instructions of the Engineer in charge . | CUM
| For LV cables ( 450mm (W) X 1000mm (D)) | mtr
| Earth work in excavation over areas including disposal of excavated earth lead upto 50m as per Local Regulation, with machinery, labour, dewatering, equipment and lift upto 900 mm ; in all kinds of soil, weathered rock, except hard rock required Blasting; disposed earth to be levelled and neatly dressed. all complete as per specification, drawing & as per direction of Engineer In Charge. | CUM
| Supply & Back filling at the bottom of cable trench with sifted soil or with approved soft sand of TR value of 1 k m/W, compacted to a minimum depth of 200 mm to form a bed below & above (for cables/Conduits) inlcuding , loading, transporting, watering to optimum moisture content and compacting using mechanical means all complete as per specification, drawings and instructions of the Engineer in charge | CUM
| Back filling with sifted soil or with approved soft sand of TR value of 1 k m/W, compacted till matching with FGL to form a bed (consolidating each deposited layers by ramming and watering etc)inlcuding , loading, transporting, watering to optimum moisture content and compacting using mechanical means (machinary) complete including all lead and lift & complete as per specification, drawings and instructions of the Engineer in charge . | CUM
Cable Pull Pit - LV AC CABLE : Supply, Installation and testing of pre-case pull pit with side walls and precast concrete/ PVC cover as per following sizes
| Size: 900 (W)X 1000(L) X 1700(H) | Nos
| Set of trefoil conduits | sets
Cable Joint Pit - MV CABLE : Supply, Installation and testing of pre-case pull pit with side walls and precast concrete/ PVC cover as per following sizes
| Size: 900 (W)X 1500(L) X 1700(H) | Nos
| Set of trefoil conduits | sets
xi | DC cable trench /Earthing
| For DC cables ( 300mm (W) X 800mm (D)) | mtr
| Earth work in excavation over areas including disposal of excavated earth lead upto 50m as per Local Regulation, with machinery, labour, dewatering, equipment and lift upto 900 mm ; in all kinds of soil, weathered rock, except hard rock required Blasting; disposed earth to be levelled and neatly dressed. all complete as per specification, drawing & as per direction of Engineer In Charge. | CUM
| Supply & Back filling at the bottom of cable trench with sifted soil or with approved soft sand of TR value of 1 k m/W, compacted to a minimum depth of 200 mm to form a bed below & above (for cables/Conduits) inlcuding , loading, transporting, watering to optimum moisture content and compacting using mechanical means all complete as per specification, drawings and instructions of the Engineer in charge | CUM
| Back filling with sifted soil or with approved soft sand of TR value of 1 k m/W, compacted till matching with FGL to form a bed (consolidating each deposited layers by ramming and watering etc)inlcuding , loading, transporting, watering to optimum moisture content and compacting using mechanical means (machinary) complete including all lead and lift & complete as per specification, drawings and instructions of the Engineer in charge . | CUM
| For DC cables ( 300mm (W) X 800mm (D)) | mtr
| Earth work in excavation over areas including disposal of excavated earth lead upto 50m as per Local Regulation, with machinery, labour, dewatering, equipment and lift upto 900 mm ; in all kinds of soil, weathered rock, except hard rock required Blasting; disposed earth to be levelled and neatly dressed. all complete as per specification, drawing & as per direction of Engineer In Charge. | CUM
| Supply & Back filling at the bottom of cable trench with sifted soil or with approved soft sand of TR value of 1 k m/W, compacted to a minimum depth of 200 mm to form a bed below & above (for cables/Conduits) inlcuding , loading, transporting, watering to optimum moisture content and compacting using mechanical means all complete as per specification, drawings and instructions of the Engineer in charge | CUM
| Back filling with sifted soil or with approved soft sand of TR value of 1 k m/W, compacted till matching with FGL to form a bed (consolidating each deposited layers by ramming and watering etc)inlcuding , loading, transporting, watering to optimum moisture content and compacting using mechanical means (machinary) complete including all lead and lift & complete as per specification, drawings and instructions of the Engineer in charge . | CUM
| For DC cables ( 150mm (W) X 600mm (D)) | mtr
| Earth work in excavation over areas including disposal of excavated earth lead upto 50m as per Local Regulation, with machinery, labour, dewatering, equipment and lift upto 900 mm ; in all kinds of soil, weathered rock, except hard rock required Blasting; disposed earth to be levelled and neatly dressed. all complete as per specification, drawing & as per direction of Engineer In Charge. | CUM
| Back filling with sifted soil or with approved soft sand of TR value of 1 k m/W, compacted till matching with FGL to form a bed (consolidating each deposited layers by ramming and watering etc)inlcuding , loading, transporting, watering to optimum moisture content and compacting using mechanical means (machinary) complete including all lead and lift & complete as per specification, drawings and instructions of the Engineer in charge . | CUM
| For DC cables ( 150mm (W) X 800mm (D)) | mtr
| Earth work in excavation over areas including disposal of excavated earth lead upto 50m as per Local Regulation, with machinery, labour, dewatering, equipment and lift upto 900 mm ; in all kinds of soil, weathered rock, except hard rock required Blasting; disposed earth to be levelled and neatly dressed. all complete as per specification, drawing & as per direction of Engineer In Charge. | CUM
| Supply & Back filling at the bottom of cable trench with sifted soil or with approved soft sand of TR value of 1 k m/W, compacted to a minimum depth of 200 mm to form a bed below & above (for cables/Conduits) inlcuding , loading, transporting, watering to optimum moisture content and compacting using mechanical means all complete as per specification, drawings and instructions of the Engineer in charge | CUM
| Back filling with sifted soil or with approved soft sand of TR value of 1 k m/W, compacted till matching with FGL to form a bed (consolidating each deposited layers by ramming and watering etc)inlcuding , loading, transporting, watering to optimum moisture content and compacting using mechanical means (machinary) complete including all lead and lift & complete as per specification, drawings and instructions of the Engineer in charge . | CUM
xii | CCTV - cable trench |  |  | As per Scada Input
| For CCTV ( 300mm (W) X 600mm (D)) | mtr
xiii | RCC CABLE TRENCH - |  |  | As per Scada Input
| For 33kV MV CABLE ( 2500mm (W) X 120000mm (L) X 1500mm (H)) | Nos
| Please insert relevant size | Nos
H | Subtotal - Trenching | Nos
I | Cable Supporting angle of 50x50x6mm@ 1000mm C/C | mt
j | Angle (size = 75x75x6mm) for fixing cable supporting angle with 8mm (approx 3600 no.) dia Hilti bolts | mt
I | Cleaning System
1 | Borewell as per local standard (if permitting is allowed as per country) | No
2 | RO System for Clean Water -3000 LPH | No
3 | PV Module Cleaning (before commissioning) - One Cycle | Lot | 1 | BD to confirm cleaning system
4 | Underground Tanks (25 KL) as per drawing | No
7 | Retention Pond (Please mention the size) | No
I | Subtotal - Cleaning System
Ji | Laydown Area
a | Soil Type | lot | 1
b | CBR at laydown location
d | Laydown Area
c | Excavation in Laydown area/ Top soil Stripping thickness
d | Gravel/Normal Backfilling Specification/Type of material used in laydown areas and thickness
e | Indication of the spare area after PV layout preparation (that can be used for laydown area)
f | Bifurcation of laydown area where heavy vehicle movement are anticipated and the area where only light vehicles move
Gravel filling
Earth filling
Temperory fence
Concrete washouts
Construction Entrance
Jii | Switchyard area Area/Plot area
| Paver block (around MCR) | sqm
| Gravel spreading 150mm (Switchyard area) | Cum | 941
| Crub Stone (around main transformer in switchyard area) | rmt | 100
K | Geotechnical Tests during construction phase
1 | DCP tests | Nos
2 | DCP tests | Lot
3 | Compaction Test | Nos
L | Access Platform
1 | Battery Rack | Nos
2 | MV Skid | Nos
Assumption
1 | We have not considered any Fire water tank and fire pump due to absence of information
2 | No flash water in the plant area considered.
3 | Ambient corrosion considered C3.
4 | Erosion and Sediment control measures like Sedimention pond, Retention/ Detention pond are not considered.
5 | Civil quantity for repair of existing road is not considered, will be available after survey.
6 | The civil quantities for OETC substation are not considered in this BOQ dut absence of information.
7 | Robot quantities for module cleaning is not considered in this BOQ
8 | No Major Contamination in soil considered